## Tech Spec (ZS)
Technical Specifications - Zone Substation
Name | Voltage Level | Summer | [5 empty] | Winter
|  | Total Capacity (MVA) | Firm Capacity (MVA) | Load Transfer Capacity (MVA) | 95% Peak Load Exceeded (hrs/yr) | Embedded Generation - Solar PV (MW) | Embedded Generation - Other (MW) | Total Capacity (MVA) | Firm Capacity (MVA) | Load Transfer Capacity (MVA) | 95% Peak Load Exceeded (hrs/yr) | Embedded Generation - Solar PV (MW) | Embedded Generation - Other (MW)
ABERDEEN | 66/11kV | 46.41 | 25.53 | 4.76 | 2.25 | 3.0599 | 0 | 46.41 | 25.53 | 3.45 | 0 | 2.7953 | 0
ADAMSTOWN | 132/11kV | 125.21 | 63.03 | 0 | 0.75 | 14.396 | 0.18662 | 130.01 | 65.01 | 0 | 0 | 13.2615 | 0.18662
ARGENTON | 132/11kV | 121.4 | 60.8 | 27.0841 | 0.5 | 21.8434 | 0.09312 | 121.4 | 64.19 | 19.0911 | 0 | 19.1771 | 0.09312
AUBURN | 33/11kV | 83.53 | 50.14 | 20.8663 | 0.5 | 4.8578 | 0 | 83.53 | 50.16 | 14.2898 | 0 | 4.4512 | 0
AVOCA | 66/11kV | 97.93 | 59.83 | 12.3496 | 0.75 | 22.8994 | 1.0228 | 101.78 | 63.67 | 11.2933 | 0 | 21.2265 | 1.0228
AVONDALE | 33/11kV | 47.17 | 23.59 | 10.4993 | 0.5 | 11.5215 | 0 | 47.17 | 23.59 | 7.8012 | 0 | 10.3634 | 0
BAERAMI | 33/11kV | 2.44 | 0 | 0.11642 | 2.5 | 0.27909 | 0 | 2.67 | 0 | 0.086877 | 0 | 0.26549 | 0
BALGOWLAH NORTH | 132/11kV | 76.53 | 43.92 | 13.0244 | 0 | 17.8942 | 0.01 | 76.53 | 43.92 | 14.2878 | 2.25 | 16.1451 | 0.01
BANKSTOWN | 132/11kV | 127.65 | 63.52 | 28.6 | 1.25 | 19.6785 | 0.2 | 128.15 | 65.01 | 22 | 0 | 18.0265 | 0.2
BASS HILL | 33/11kV | 40.11 | 20.69 | 7.7806 | 8 | 7.1935 | 0 | 40.11 | 20.69 | 6.4989 | 0 | 6.5862 | 0
BEACON HILL | 33/11kV | 54.12 | 26.67 | 18.6 | 0.5 | 9.6884 | 0 | 54.12 | 26.67 | 16.8 | 0.5 | 8.5593 | 0
BELMORE PARK | 132/11kV | 231.49 | 125.63 | 0 | 5.5 | 0.38534 | 1.275 | 231.49 | 125.63 | 0 | 0 | 0.38334 | 1.275
BELROSE | 33/11kV | 70.47 | 40.29 | 15.9434 | 0.5 | 16.7923 | 0 | 70.47 | 44.31 | 15.1319 | 0 | 15.3071 | 0
BERKELEY VALE | 132/11kV | 117.55 | 59.9 | 18.3405 | 1 | 20.192 | 0 | 117.55 | 63.25 | 13.8161 | 0 | 18.6275 | 0
BEROWRA | 132/11kV | 82.86 | 42.335 | 0 | 0.75 | 15.3659 | 0 | 85.47 | 44.564 | 0 | 0.75 | 13.6862 | 0
BLAKEHURST | 33/11kV | 47.38 | 31.59 | 18.0388 | 4 | 10.575 | 0 | 47.38 | 31.59 | 17.7031 | 1.25 | 9.5386 | 0
BOTANY | 33/11kV | 89.03 | 55.16 | 18.2987 | 5.5 | 7.5608 | 0 | 89.03 | 55.16 | 17.3189 | 0 | 7.0399 | 0
BRANDY HILL | 132/11kV | 76.21 | 38.11 | 2.6 | 0.5 | 7.3907 | 0 | 76.21 | 38.11 | 1.5 | 0 | 6.9241 | 0
BRANXTON | 66/11kV | 28.88 | 15.07 | 6.3046 | 0.75 | 12.7391 | 0.0066 | 31.78 | 16.29 | 3.8855 | 0 | 11.7365 | 0.0066
BROADMEADOW | 132/11kV | 109.44 | 59.54 | 21.5 | 0.75 | 10.9512 | 0 | 109.44 | 59.54 | 18.4 | 0 | 9.8312 | 0
BROOKVALE | 33/11kV | 88.78 | 55.08 | 25.9 | 0.25 | 8.1528 | 0 | 88.78 | 55.08 | 21 | 0 | 7.5312 | 0
BURWOOD | 132/11kV | 152.42 | 89.43 | 0 | 0.5 | 16.7111 | 0 | 152.42 | 96.18 | 0 | 0 | 15.545 | 0
CAMPBELL ST | 132/11kV | 127.02 | 62.8 | 34.8 | 4.75 | 1.4876 | 0.00525 | 127.02 | 65.01 | 25.8 | 0 | 1.4731 | 0.00525
CAMPERDOWN | 33/11kV | 87.45 | 58.3 | 21.8 | 8.25 | 2.5552 | 0 | 87.45 | 58.3 | 15.7 | 0 | 2.3119 | 0
CAMPSIE | 33/11kV | 140.57 | 87.01 | 24.9 | 3.5 | 22.0949 | 0 | 140.57 | 87.01 | 21.5 | 0 | 20.0534 | 0
CARDIFF | 33/11kV | 45.73 | 22.86 | 22.449 | 0.75 | 12.3075 | 0 | 45.73 | 22.86 | 14.0601 | 0 | 11.6768 | 0
CAREEL BAY | 33/11kV | 23.43 | 19.7 | 5.5077 | 0.75 | 6.246 | 0 | 23.43 | 21.68 | 5.4847 | 2 | 5.6015 | 0
CARINGBAH | 33/11kV | 68.59 | 34.29 | 23.84 | 3 | 5.7883 | 0 | 68.59 | 34.29 | 20.99 | 0 | 5.4244 | 0
CASTLE COVE | 132/11kV | 152.42 | 90.65 | 44.638 | 0.5 | 15.9241 | 0 | 152.42 | 96.25 | 31.9214 | 0 | 14.543 | 0
CESSNOCK SOUTH | 33/11kV | 56.97 | 28.48 | 7.6 | 1.25 | 17.313 | 0.0104 | 61.69 | 30.85 | 4.5 | 0 | 15.7371 | 0.0104
CHARLESTOWN | 132/11kV | 113 | 60.17 | 29.621 | 0.5 | 16.1381 | 0.01726 | 113 | 60.17 | 21.7896 | 0 | 14.7893 | 0.01726
CHARMHAVEN | 132/11kV | 125.9 | 63.25 | 13.4704 | 0 | 34.4266 | 0.72264 | 130.01 | 65.01 | 9.8587 | 0 | 32.4344 | 0.00264
CHATSWOOD | 33/11kV | 121.94 | 67.14 | 40.9482 | 0.5 | 13.0383 | 0.1 | 122.13 | 70.51 | 37.8544 | 0 | 12.0187 | 0.1
CITY CENTRAL | 132/11kV | 254.35 | 128 | 0 | 3.75 | 0.39005 | 6.728 | 254.35 | 130.01 | 0 | 0 | 0.37955 | 6.728
CITY NORTH | 132/11kV | 208.24 | 167.93 | 0 | 5.5 | 0.67925 | 2.251 | 208.24 | 167.93 | 0 | 0 | 0.67925 | 2.251
CITY SOUTH | 132/11kV | 199.98 | 130.32 | 0 | 5.5 | 0.23076 | 0.772 | 199.98 | 130.32 | 0 | 0 | 0.23076 | 0.772
CLOVELLY | 132/11kV | 96.44 | 43.82 | 22.8638 | 0 | 7.3835 | 5.354 | 103.65 | 46.49 | 27.5669 | 6.25 | 6.8164 | 0
CONCORD | 33/11kV | 81.37 | 54.41 | 24.7883 | 0.5 | 10.7396 | 0 | 81.37 | 54.41 | 16.7255 | 0 | 9.9345 | 0
CRONULLA | 132/11kV | 106.92 | 53.46 | 25.7169 | 2 | 24.5373 | 0.82252 | 118.2 | 64.17 | 25.8041 | 3 | 22.7608 | 0.82252
CROUDACE BAY | 33/11kV | 74.91 | 38.11 | 19.538 | 0.5 | 14.1895 | 0.0066 | 76.21 | 38.11 | 11.7616 | 0 | 13.2899 | 0
CROWS NEST | 132/11kV | 123.78 | 61.64 | 37.605 | 1.75 | 5.3365 | 0 | 123.78 | 65.01 | 33.5456 | 0 | 4.7409 | 0
CROYDON | 132/11kV | 126.51 | 62.57 | 33.8042 | 0.5 | 12.6353 | 0.026 | 130.01 | 65.01 | 32.2046 | 0 | 11.6735 | 0.026
DALLEY ST | 132/11kV | 243.22 | 123.61 | 0 | 0 | 0.002 | 4.2 | 258.01 | 130.01 | 0 | 0 | 0.002 | 4.2
DARLING HARBOUR | 132/11kV | 115.65 | 57.82 | 21.4712 | 4.5 | 2.3948 | 0 | 116.22 | 61.96 | 16.2141 | 0 | 2.2725 | 0
DARLINGHURST | 33/11kV | 55.2 | 23.82 | 0 | 25 | 0.64138 | 0.4875 | 57.1 | 23.82 | 0 | 0 | 0.61047 | 0.4875
DEE WHY WEST | 33/11kV | 97.14 | 53.45 | 24.3 | 0 | 17.8233 | 0.4 | 101.48 | 58.78 | 24.5 | 3.25 | 16.1914 | 0.4
DENMAN | 66/11kV | 30.67 | 15.34 | 1.9481 | 2.5 | 2.8113 | 0.06 | 32.96 | 16.48 | 1.1004 | 0 | 2.6736 | 0.06
DOUBLE BAY | 132/11kV | 157.49 | 101.25 | 22.5307 | 4 | 6.5763 | 0 | 158.14 | 101.25 | 22.5141 | 9.25 | 6.0273 | 0
DRUMMOYNE | 132/11kV | 102.08 | 56.15 | 19.7528 | 0.75 | 13.6925 | 0.005 | 112.3 | 61.77 | 20.5556 | 2.25 | 12.179 | 0.005
EDGEWORTH | 33/11kV | 45.73 | 22.86 | 14.8139 | 0.75 | 21.5042 | 0.5138 | 45.73 | 22.86 | 8.8123 | 0 | 19.9918 | 0.5138
EMPIRE BAY | 66/11kV | 76.21 | 38.11 | 11.1212 | 0.25 | 10.1227 | 0.159 | 76.21 | 38.11 | 9.2046 | 0 | 9.3886 | 0
ENGADINE | 132/11kV | 114.16 | 59.84 | 7.7541 | 0 | 18.201 | 0 | 125.59 | 68.57 | 8.708 | 3.75 | 16.7157 | 0
EPPING | 66/11kV | 114.32 | 74.91 | 32.9 | 1.25 | 14.3766 | 0 | 114.32 | 74.91 | 24.2 | 0 | 12.818 | 0
ERINA | 66/11kV | 81.22 | 46.94 | 23.4424 | 0.25 | 14.6189 | 0.01932 | 83.51 | 46.94 | 15.7841 | 0 | 13.4813 | 0.01932
FLEMINGTON | 132/11kV | 76.21 | 45.92 | 25.6607 | 2.25 | 10.7686 | 0 | 76.21 | 45.92 | 20.6505 | 0 | 9.359 | 0
GALSTON | 132/11kV | 76.21 | 38.11 | 10.3127 | 0.75 | 6.961 | 0 | 76.21 | 38.11 | 8.636 | 0 | 6.2915 | 0
GATESHEAD | 33/11kV | 44.35 | 24.08 | 17.0082 | 0.75 | 9.6989 | 1.8882 | 44.35 | 24.41 | 13.2174 | 0 | 9.1144 | 1.8882
GORE HILL | 33/11kV | 137.86 | 92.2 | 28.8941 | 3 | 4.3152 | 0 | 139.01 | 92.2 | 28.0704 | 0.75 | 3.9631 | 0
GREEN SQUARE | 132/11kV | 171.47 | 114.32 | 36.2 | 1.25 | 6.6548 | 0 | 171.47 | 114.32 | 27.2 | 0 | 5.6803 | 0
GREENACRE | 132/11kV | 128.95 | 62.3 | 0 | 3.75 | 15.7401 | 0.00748 | 132.47 | 64.97 | 0 | 0 | 14.7756 | 0.00748
HARBORD | 33/11kV | 76.21 | 38.11 | 18.3 | 0 | 13.5466 | 0 | 76.21 | 38.11 | 23.8 | 2.75 | 12.3017 | 0
HOMEBUSH BAY | 132/11kV | 106.71 | 53.18 | 37.2625 | 2.25 | 4.3101 | 0 | 115.06 | 57.44 | 28.1197 | 0 | 4.0675 | 0
HORNSBY | 132/11kV | 171.47 | 114.32 | 28.662 | 1 | 27.769 | 0.55431 | 171.47 | 114.32 | 25.2394 | 0 | 25.1382 | 0.55431
HUNTERS HILL | 66/11kV | 113.48 | 72.25 | 29.161 | 0.25 | 20.0772 | 0.0047 | 113.48 | 72.25 | 24.3715 | 0 | 18.3726 | 0.0047
HURSTVILLE NORTH | 132/11kV | 109.3 | 59.56 | 15.8488 | 5.5 | 9.8259 | 0 | 109.3 | 59.56 | 14.8496 | 0 | 8.8412 | 0
JANNALI | 33/11kV | 63.83 | 38.11 | 20.0743 | 2.25 | 18.1486 | 0 | 63.83 | 38.11 | 17.4553 | 0 | 16.4915 | 0
JESMOND | 132/11kV | 107.49 | 57.48 | 41.9171 | 0.75 | 21.4194 | 0.34255 | 107.49 | 57.48 | 28.5579 | 0 | 19.7181 | 0.34255
JEWELLS | 33/11kV | 30.8 | 16.9 | 18.13 | 0.5 | 11.1911 | 0 | 32.5 | 18.1 | 11.97 | 0 | 10.4087 | 0
KILLARNEY | 33/11kV | 21.09 | 21.09 | 0 | 0.25 | 9.6907 | 0 | 21.09 | 21.09 | 0 | 0 | 8.7251 | 0
KINGSFORD | 132/11kV | 124.64 | 62.24 | 25.1659 | 0.5 | 13.8035 | 5.765 | 124.64 | 65.01 | 26.1022 | 14.25 | 12.414 | 5.765
KIRRAWEE | 132/11kV | 76.21 | 42.87 | 20.5995 | 0.25 | 15.2212 | 0.0018 | 76.21 | 42.87 | 21.5289 | 5.25 | 14.1456 | 0.0018
KOGARAH | 132/11kV | 170.83 | 114.32 | 52.9467 | 1 | 17.8643 | 0 | 170.83 | 114.32 | 47.1357 | 0 | 16.2861 | 0
KOTARA | 33/11kV | 37.32 | 30.81 | 0 | 0.5 | 10.9251 | 0 | 38.11 | 33.89 | 0 | 0 | 10.2767 | 0
KURNELL SOUTH | 132/11kV | 76.21 | 38.11 | 1.2085 | 0 | 2.6441 | 0 | 76.21 | 38.11 | 1.2702 | 5.25 | 2.5397 | 0
KURRI | 132/11kV | 104.2 | 57.27 | 14.6439 | 0.75 | 22.6216 | 0.34037 | 104.2 | 57.27 | 9.4027 | 0 | 21.0659 | 0.01037
LAKE MUNMORAH | 132/11kV | 76.21 | 38.11 | 8.6055 | 0.75 | 17.5554 | 0.0066 | 76.21 | 38.11 | 6.0053 | 0 | 16.4999 | 0.0066
LEICHHARDT | 132/11kV | 109.32 | 59.5 | 20.7145 | 0 | 10.3547 | 0 | 120.26 | 62.51 | 23.2285 | 4.75 | 9.2279 | 0
LEIGHTONFIELD | 33/11kV | 38.37 | 22.86 | 10.7294 | 1.25 | 8.302 | 0 | 38.37 | 22.86 | 8.6048 | 0 | 7.9413 | 0
LIDCOMBE | 33/11kV | 54.09 | 33.41 | 0 | 0.5 | 8.2299 | 0 | 55.19 | 33.41 | 0 | 0 | 7.939 | 0
LINDFIELD | 33/11kV | 66.34 | 36.81 | 28.5303 | 0.5 | 15.0456 | 0.009 | 72.97 | 40.49 | 26.536 | 0 | 13.6335 | 0
LISAROW | 33/11kV | 47.63 | 23.82 | 10.1531 | 0.25 | 13.759 | 0.00616 | 47.63 | 23.82 | 9.0143 | 0 | 12.6942 | 0.00616
LONG JETTY | 66/11kV | 114.32 | 71.69 | 6.5191 | 0.5 | 27.7114 | 0 | 114.32 | 76.21 | 6.2436 | 0.5 | 26.0418 | 0
MACQUARIE PARK | 132/11kV | 171.47 | 114.32 | 23.4 | 4.25 | 4.1113 | 1.52 | 171.47 | 114.32 | 17 | 0 | 3.91 | 1.52
MAITLAND | 33/11kV | 76.21 | 38.11 | 4.3 | 0.5 | 14.9458 | 0.0159 | 76.21 | 38.11 | 2.4 | 0 | 14.085 | 0.0159
MANLY | 33/11kV | 47.631 | 23.816 | 0 | 0 | 3.1362 | 0.01452 | 47.631 | 23.816 | 0 | 5.5 | 2.8564 | 0.01452
MAROUBRA | 132/11kV | 150.55 | 102.77 | 9.3174 | 0 | 10.907 | 0.34 | 150.55 | 102.77 | 10.4583 | 18 | 10.202 | 0.34
MARRICKVILLE | 132/11kV | 114.32 | 71.89 | 27.8 | 0.25 | 18.1874 | 0.02199 | 114.32 | 71.89 | 29.7 | 3 | 16.9258 | 0.02199
MARYLAND | 132/11kV | 76.21 | 38.11 | 15.6335 | 0.5 | 26.3233 | 4.5045 | 76.21 | 38.11 | 8.3515 | 0 | 25.1232 | 4.5045
MASCOT | 33/11kV | 103.62 | 78.44 | 24.9 | 0.25 | 3.7484 | 2 | 105.07 | 81.92 | 18.6 | 0 | 3.4851 | 0
MAYFIELD WEST | 132/11kV | 126.38 | 62.59 | 8.3 | 1.5 | 9.1569 | 7.16 | 126.38 | 65.01 | 7.3 | 0 | 8.5189 | 6.94
MEADOWBANK | 132/11kV | 152.82 | 103.84 | 31.8 | 1.25 | 20.4785 | 0.02405 | 157.72 | 108.66 | 23.6 | 0 | 18.6085 | 0.02405
MEDOWIE | 33/11kV | 73.03 | 38.11 | 8.5367 | 0.5 | 15.1736 | 0 | 73.03 | 38.11 | 5.0826 | 0 | 14.0621 | 0
MENAI | 132/11kV | 121.44 | 60.72 | 12.3148 | 3.5 | 27.0778 | 0.02014 | 130.01 | 65.01 | 12.1487 | 4.5 | 25.2742 | 0.02014
MERRIWA | 33/11kV | 6.94 | 0 | 0.10406 | 1.75 | 1.9726 | 0.0216 | 7.62 | 0 | 0.074417 | 0 | 1.9039 | 0.0216
METFORD | 33/11kV | 79.01 | 41.59 | 21.8 | 0.25 | 25.1423 | 2.1 | 79.01 | 41.59 | 15.4 | 0 | 23.7707 | 2.1
MILPERRA | 132/11kV | 123.19 | 61.18 | 33.2259 | 1 | 19.6086 | 0 | 123.19 | 64.61 | 27.6454 | 0 | 17.4176 | 0
MIRANDA | 33/11kV | 71.91 | 41.97 | 18.5732 | 2 | 10.1002 | 0.0102 | 71.91 | 41.97 | 16.8558 | 0 | 9.0275 | 0.0102
MITCHELL LINE | 66/11kV | 47.63 | 23.82 | 8.2324 | 2.75 | 5.0255 | 0 | 47.63 | 23.82 | 6.3836 | 0 | 4.3727 | 0
MITCHELLS FLAT | 66/11kV | 6.69 | 0 | 1.2606 | 1.75 | 1.497 | 0 | 6.74 | 0 | 0.75774 | 0 | 1.3855 | 0
MONA VALE | 33/11kV | 104.64 | 57.41 | 13.1933 | 0.5 | 15.9336 | 1.021 | 105.35 | 59.57 | 12.3701 | 0 | 14.4862 | 1.021
MOONAN | 33/11kV | 6.94 | 2.86 | 0.032401 | 0.75 | 0.24469 | 0 | 7.62 | 3.14 | 0.032822 | 5.75 | 0.24317 | 0
MORISSET | 132/11kV | 76.21 | 38.11 | 9.812 | 0.5 | 21.6028 | 0.21 | 76.21 | 38.11 | 6.5535 | 0 | 20.4328 | 0.21
MORTDALE | 33/11kV | 114.32 | 64.25 | 18.6904 | 3.25 | 21.5311 | 0.2 | 114.32 | 70.68 | 17.0501 | 0 | 19.6267 | 0.2
MOSMAN | 132/11kV | 152.42 | 82.46 | 26.9359 | 0 | 17.4779 | 0.173 | 152.42 | 89.05 | 31.2486 | 8.75 | 15.7966 | 0.173
MOUNT HUTTON | 33/11kV | 52.01 | 26.01 | 21.44 | 0.75 | 11.98 | 0 | 52.01 | 26.01 | 13.58 | 0 | 11.192 | 0
MUSWELLBROOK | 33/11kV | 47.63 | 23.82 | 0 | 2.75 | 8.3213 | 0 | 47.63 | 23.82 | 0 | 0 | 7.8916 | 0
NARRABEEN | 33/11kV | 20.25 | 19.62 | 0 | 0.5 | 7.651 | 0 | 20.25 | 21.05 | 0 | 6 | 6.9674 | 0
NELSON BAY | 33/11kV | 65.56 | 45.73 | 11.6444 | 1 | 18.2612 | 0 | 68.59 | 45.73 | 10.4966 | 0 | 17.0964 | 0
NEW LAMBTON | 33/11kV | 44.35 | 23.59 | 8.3015 | 0.75 | 6.3518 | 0.01 | 47.17 | 23.59 | 4.9546 | 0 | 5.8453 | 0.01
NEWCASTLE CBD | 33/11kV | 112.77 | 76.21 | 22.6 | 3.5 | 10.2815 | 0.532 | 112.77 | 76.21 | 16.4 | 0 | 9.5286 | 0.22
NEWPORT | 33/11kV | 22.55 | 20.75 | 12.2412 | 0.25 | 7.0948 | 0 | 22.59 | 22.38 | 12.8484 | 5.5 | 6.482 | 0
NORAVILLE | 33/11kV | 47.44 | 32.2 | 12.8408 | 2 | 16.1303 | 0.0066 | 52.01 | 34.68 | 12.5417 | 4 | 15.2327 | 0.0066
NORTH HEAD | 33/11kV | 44.28 | 18.69 | 6.112 | 0 | 1.1769 | 2.1 | 47.17 | 20.14 | 7.3345 | 4.25 | 1.0609 | 2.1
NORTH SYDNEY | 132/11kV | 171.47 | 114.32 | 14.2592 | 5.25 | 2.4604 | 3.106 | 171.47 | 114.32 | 11.6871 | 0 | 2.1614 | 3.106
NULKABA | 33/11kV | 76.21 | 38.11 | 18.41 | 2 | 12.5322 | 0 | 76.21 | 38.11 | 11.96 | 0 | 12.1915 | 0
OLYMPIC PARK | 132/11kV | 120.34 | 56.81 | 30.52 | 3.75 | 5.8762 | 0.52 | 122.57 | 59.96 | 21.88 | 0 | 5.5538 | 0.52
PADDINGTON | 33/11kV | 114.32 | 66.47 | 26.3 | 4.25 | 1.5665 | 0 | 114.32 | 69.83 | 24.6 | 1.5 | 1.3277 | 0
PAXTON | 33/11kV | 25.45 | 0 | 0.1 | 1.5 | 6.4187 | 0 | 25.45 | 0 | 0.1 | 0 | 5.9824 | 0
PEATS RIDGE | 33/11kV | 29.15 | 17.09 | 4.8912 | 1 | 6.0705 | 0.007 | 29.15 | 18.6 | 3.809 | 0 | 5.8282 | 0.007
PELICAN | 33/11kV | 49.57 | 25.64 | 7.1442 | 0.75 | 6.2112 | 0 | 51.29 | 25.64 | 6.3686 | 0 | 5.7542 | 0
PENNANT HILLS | 132/11kV | 164.08 | 106.92 | 21.9 | 0.75 | 43.1699 | 0.02949 | 171.47 | 114.32 | 16.2 | 0 | 39.0438 | 0.01666
PORT BOTANY | 33/11kV | 112.31 | 59.16 | 12.2008 | 0.25 | 2.0207 | 0 | 112.31 | 59.16 | 12.9062 | 11.25 | 1.8823 | 0
POTTS HILL | 132/11kV | 109.74 | 54.87 | 0 | 0.25 | 13.7345 | 0.00666 | 109.74 | 54.87 | 0 | 0 | 12.772 | 0.00666
PUNCHBOWL | 33/11kV | 95.34 | 62.78 | 17.2 | 2.75 | 13.4603 | 0 | 99.85 | 66.57 | 13.7 | 0 | 12.4551 | 0
PYMBLE | 33/11kV | 67.65 | 39.43 | 25.1532 | 0.25 | 12.4441 | 0 | 67.65 | 41.48 | 19.592 | 0 | 11.2598 | 0
RATHMINES | 132/11kV | 76.21 | 38.11 | 11.2376 | 0.5 | 12.1352 | 0.89015 | 76.21 | 38.11 | 7.6019 | 0 | 11.1372 | 0.89015
RAYMOND TERRACE | 33/11kV | 73.6 | 38.11 | 0 | 0.25 | 0 | 0 | 73.6 | 38.11 | 0 | 0 | 0 | 0
REVESBY | 132/11kV | 76.21 | 44.93 | 17.1754 | 7.5 | 24.4015 | 0.01533 | 76.21 | 47.8 | 15.2453 | 0 | 22.346 | 0.01533
RIVERWOOD | 33/11kV | 65.73 | 42.81 | 19.0415 | 3.25 | 14.1339 | 0.01916 | 65.73 | 42.81 | 17.2865 | 0 | 13.027 | 0.01916
ROCKDALE | 132/11kV | 109.32 | 59.5 | 18.491 | 4.75 | 12.0322 | 0 | 120.26 | 62.51 | 18.5742 | 5.5 | 10.968 | 0
ROSE BAY | 132/11kV | 111.34 | 59.25 | 15.2387 | 0 | 11.9803 | 1.416 | 111.34 | 59.25 | 17.1842 | 3.75 | 10.828 | 1.416
ROTHBURY | 132/11kV | 76.21 | 38.11 | 14.6873 | 0.75 | 10.1108 | 4.9616 | 76.21 | 38.11 | 7.9954 | 0 | 9.2314 | 4.955
ROUCHEL | 33/11kV | 5.77 | 0 | 0 | 1.25 | 0.32249 | 0 | 6.34 | 0 | 0 | 0 | 0.31589 | 0
RUTHERFORD | 33/11kV | 76.17 | 38.11 | 3.4 | 1.25 | 23.0952 | 0.006 | 76.21 | 38.11 | 2.5 | 0 | 20.2043 | 0.006
SANS SOUCI | 33/11kV | 48.58 | 24.29 | 10.4967 | 3.5 | 5.9716 | 0.017 | 48.58 | 24.29 | 10.4202 | 6.25 | 5.6085 | 0.017
SCONE | 66/11kV | 76.21 | 38.105 | 2.7988 | 6.25 | 8.1783 | 6.22 | 76.21 | 38.105 | 1.9982 | 0 | 7.6751 | 5.5
SEFTON | 132/11kV | 152.42 | 94.58 | 39.2997 | 0.25 | 23.7534 | 0 | 152.42 | 99.68 | 30.574 | 0 | 21.6776 | 0
SINGLETON | 66/11kV | 58.15 | 29.84 | 15.1671 | 3 | 8.4457 | 0.0962 | 58.15 | 31.97 | 10.6177 | 0 | 7.6152 | 0
SINGLETON NORTH | 66/11kV | 76.21 | 38.11 | 0 | 2 | 13.4383 | 0 | 76.21 | 38.11 | 0 | 0 | 12.6525 | 0
SOMERSBY | 132/11kV | 104.54 | 51.9 | 6.4049 | 0.5 | 12.4215 | 0.95252 | 112.31 | 56.07 | 6.4922 | 3.75 | 11.9523 | 0.64852
ST IVES | 33/11kV | 101.4 | 58.47 | 18.1335 | 0.5 | 24.6147 | 0.0316 | 107.97 | 63.65 | 16.997 | 0 | 22.2479 | 0.0316
ST PETERS | 132/11kV | 152.42 | 88.63 | 36.3 | 0.5 | 11.259 | 1.9216 | 152.42 | 88.63 | 29.6 | 0 | 10.5976 | 0.3216
STOCKTON | 33/11kV | 48.85 | 25.64 | 3.135 | 0.75 | 5.4176 | 0 | 51.29 | 25.64 | 2.0848 | 0 | 5.0411 | 0
STRATHFIELD SOUTH | 132/11kV | 134.76 | 67.26 | 0 | 0.5 | 10.6662 | 0.0264 | 135.01 | 67.5 | 0 | 0 | 9.5969 | 0.0264
SUMMER HILL | 33/11kV | 100.9 | 61.73 | 0 | 0 | 13.6759 | 0 | 100.9 | 61.73 | 0 | 6.75 | 12.3785 | 0
SURRY HILLS | 33/11kV | 78 | 0 | 29.4 | 4.5 | 1.755 | 3.74 | 78 | 0 | 22.8 | 0 | 1.5639 | 3.74
SWANSEA | 33/11kV | 29.87 | 16.42 | 4.7806 | 0.5 | 13.2401 | 0.01466 | 29.87 | 16.42 | 3.8073 | 0 | 12.1133 | 0.01466
TANILBA BAY | 33/11kV | 38.75 | 18.73 | 0.39724 | 1 | 9.6629 | 0 | 40.47 | 18.75 | 0.30717 | 0 | 8.9715 | 0
TARRO | 33/11kV | 47.63 | 23.82 | 14.3557 | 1 | 5.3867 | 0 | 47.63 | 23.82 | 10.9829 | 0 | 4.8401 | 0
TELARAH | 33/11kV | 28.88 | 15.24 | 6.9 | 0.5 | 10.7006 | 0 | 30.48 | 15.24 | 3.7 | 0 | 10.0562 | 0
TERREY HILLS | 33/11kV | 54.01 | 23.82 | 3.5026 | 0.5 | 5.2873 | 0 | 54.01 | 23.82 | 3.4847 | 0.75 | 4.4615 | 0
THORNTON | 33/11kV | 110.89 | 61.01 | 24.4609 | 0.25 | 30.2189 | 0.52 | 114.32 | 67.1 | 14.1291 | 0 | 27.729 | 0.52
TIGHES HILL | 33/11kV | 71.14 | 38.52 | 12.7 | 1.5 | 7.2955 | 0 | 71.14 | 38.52 | 14.2 | 0 | 6.6976 | 0
TOMAGO | 33/11kV | 74.3 | 38.11 | 10.97 | 5 | 2.7303 | 0 | 74.3 | 38.11 | 10.79 | 12 | 2.5113 | 0
TOMALPIN | 33/11kV | 20.77 | 0 | 1.1472 | 0.75 | 0 | 0 | 22.16 | 0 | 1.1781 | 0.75 | 0 | 0
TOMAREE | 33/11kV | 73.3 | 38.11 | 3.2884 | 1 | 10.8115 | 0 | 73.3 | 38.11 | 3.0333 | 0 | 9.7924 | 0
TOP RYDE | 132/11kV | 113.29 | 61.25 | 0 | 0.25 | 16.3764 | 0.0066 | 113.29 | 61.25 | 0 | 0 | 14.823 | 0.0066
TORONTO WEST | 132/11kV | 76.21 | 38.11 | 9.5762 | 0.75 | 12.1362 | 0.00666 | 76.21 | 38.11 | 6.8942 | 0 | 11.278 | 0.00666
TURRAMURRA | 33/11kV | 72.52 | 42.3 | 0 | 0.5 | 15.878 | 0 | 73.61 | 44.29 | 0 | 0 | 14.2342 | 0
UMINA | 66/11kV | 71.41 | 35.7 | 12.8401 | 0.75 | 16.5231 | 1.2915 | 75.71 | 37.86 | 10.3598 | 0 | 15.0429 | 1.274
VALES POINT | 33/11kV | 30.48 | 15.24 | 0 | 0 | 0 | 0 | 30.48 | 15.24 | 0 | 0 | 0 | 0
WAMBERAL | 132/11kV | 72.49 | 34.39 | 18.48 | 0.25 | 12.5734 | 0.01365 | 74.97 | 36.87 | 13.55 | 0 | 11.8364 | 0.01365
WAVERLEY | 132/11kV | 125.98 | 61.79 | 28.9941 | 0 | 8.9957 | 0.00602 | 130.01 | 65.01 | 39.3459 | 6.75 | 8.0748 | 0.00602
WEST GOSFORD | 132/11kV | 130.01 | 65.01 | 30 | 0.5 | 19.3393 | 0.024 | 130.01 | 65.01 | 22.2671 | 0 | 18.0323 | 0.024
WILLIAMTOWN | 33/11kV | 48.01 | 24.01 | 5.48 | 1.5 | 3.8504 | 0 | 48.01 | 24.01 | 4.82 | 0 | 3.2424 | 0
WOY WOY | 66/11kV | 62 | 30.75 | 11.8801 | 0.5 | 10.6179 | 0.32999 | 68.02 | 32.66 | 10.2789 | 0 | 9.6591 | 0.00999
WYONG | 132/11kV | 110.26 | 54.01 | 21.893 | 0.5 | 30.5224 | 2.2267 | 115.17 | 58.82 | 14.3524 | 0 | 28.1913 | 2.2267
ZETLAND | 132/11kV | 152.42 | 83.6 | 0 | 2.75 | 5.5117 | 0.00528 | 152.42 | 90.31 | 0 | 0 | 5.1029 | 0.00528
MATRAVILLE | 33/11kV | 86.84 | 57.02 | 0 | 0 | 13.3662 | 2.944 | 88.87 | 58.48 | 0 | 4.5 | 12.2744 | 2.944
RNS HOSPITAL | 132/11kV | 97.32 | 53.54 | 8.1701 | 4.25 | 0.18175 | 0 | 97.32 | 53.54 | 6.0111 | 0 | 0.093205 | 0
LEMINGTON | 66/11kV | 22.63 | 6.74 | 1.459 | 5.25 | 0.48477 | 0 | 24.54 | 6.74 | 0.72391 | 0 | 0.45997 | 0
MOUNT THORLEY | 66/11kV | 35.17 | 20.25 | 2.0811 | 2 | 5.6348 | 0 | 35.17 | 20.25 | 1.637 | 0 | 5.4121 | 0
NEWDELL | 66/11kV | 47.63 | 23.82 | 1.5726 | 0 | 0.19515 | 0 | 47.63 | 23.82 | 1.7069 | 0.5 | 0.19515 | 0
GWAWLEY BAY | 132/11kV | 91.81 | 45.1 | 17.2318 | 4 | 11.195 | 0 | 91.81 | 45.1 | 15.7544 | 0 | 10.1903 | 0
LUCAS HEIGHTS | 33/11kV | 38.45 | 19.22 | 0 | 1.5 | 0 | 0 | 44.05 | 22.02 | 0 | 0 | 0 | 0
GRAVING DOCK NO 1 | 33/11kV | 18.69 | 0 | 0 | 0 | 0 | 0 | 20.75 | 0 | 0 | 0 | 0 | 0
GRAVING DOCK NO 2 | 33/11kV | 18.69 | 0 | 0 | 0 | 0 | 0 | 20.75 | 0 | 0 | 0 | 0 | 0

## Actual Demand (ZS)
Actual Demand - Zone Substation
Name | Summer | [5 empty] | Winter
| 2022/23 (MVA) | 2022/23 (PF) | 2023/24 (MVA) | 2023/24 (PF) | 2024/25 (MVA) | 2024/25 (PF) | 2022 (MVA) | 2022 (PF) | 2023 (MVA) | 2023 (PF) | 2024 (MVA) | 2024 (PF)
ABERDEEN | 4.64 | 1 | 5.58 | 0.99 | 4.76 | 1 | 3.55 | 0.99 | 4.3 | 1 | 3.45 | 0.99
ADAMSTOWN | 28.91 | 0.99 | 29.34 | 0.9 | 32.08 | 0.97 | 22.76 | 1 | 22.54 | 0.9 | 22.17 | 0.98
ARGENTON | 33.09 | 0.99 | 36.28 | 0.9 | 39.34 | 0.99 | 25.82 | 1 | 26.83 | 0.9 | 27.73 | 0.87
AUBURN | 25.14 | 0.98 | 25.55 | 0.97 | 31.57 | 0.98 | 19.35 | 0.98 | 20.44 | 0.9 | 21.62 | 0.99
AVOCA | 37.8 | 1 | 35.01 | 1 | 35.54 | 1 | 36.58 | 1 | 31.35 | 1 | 32.5 | 1
AVONDALE | 10.86 | 1 | 11.73 | 1 | 13.62 | 1 | 7.86 | 1 | 8.3 | 1 | 10.12 | 1
BAERAMI | 0.61 | 0.95 | 0.67 | 0.95 | 0.67 | 0.98 | 0.48 | 0.99 | 0.6 | 0.97 | 0.5 | 1
BALGOWLAH NORTH | 28.75 | 1 | 28.34 | 1 | 28.35 | 1 | 31.39 | 1 | 28.54 | 1 | 31.1 | 1
BANKSTOWN | 43.08 | 0.99 | 47.26 | 0.99 | 44.06 | 0.99 | 39.31 | 1 | 36.42 | 0.9 | 36.16 | 1
BASS HILL | 17.55 | 1 | 20.01 | 1 | 19 | 1 | 14.88 | 1 | 17.36 | 1 | 15.87 | 1
BEACON HILL | 17.19 | 0.94 | 19.69 | 0.9 | 18.45 | 0.96 | 18.49 | 0.96 | 18.46 | 0.9 | 17.75 | 0.96
BELMORE PARK | 20.44 | 0.98 | 51.34 | 0.99 | 47.21 | 0.99 | 14.14 | 0 | 17.1 | 1 | 32.61 | 1
BELROSE | 27.75 | 0.97 | 26.17 | 0.9 | 27.31 | 0.97 | 26.89 | 0.96 | 24.04 | 0.9 | 25.92 | 0.97
BERKELEY VALE | 40.26 | 0.98 | 42.21 | 0.99 | 46.78 | 0.98 | 35.85 | 1 | 34.5 | 1 | 35.24 | 0.99
BEROWRA | 22.65 | 0.93 | 28.99 | 0.9 | 28.15 | 0.9 | 22.3 | 0.97 | 26.1 | 0.9 | 27.98 | 0.9
BLAKEHURST | 22.07 | 0.98 | 24.18 | 0.9 | 23.64 | 0.98 | 21.99 | 0.95 | 21.81 | 0.9 | 23.2 | 0.98
BOTANY | 29.1 | 0.99 | 18.63 | 0.99 | 26.52 | 0.99 | 23.74 | 0.99 | 16.55 | 0.99 | 25.1 | 0.99
BRANDY HILL | 9.79 | 1 | 10.44 | 1 | 11.16 | 1 | 7.37 | 1 | 7.5 | 0.9 | 6.52 | 0.9
BRANXTON | 13.89 | 1 | 16.88 | 0.99 | 17.8 | 0.99 | 10.47 | 1 | 10.44 | 1 | 10.97 | 1
BROADMEADOW | 23.84 | 0.99 | 26.33 | 0.99 | 27 | 0.99 | 20 | 0.99 | 20.13 | 1 | 19.71 | 1
BROOKVALE | 37.9 | 0.94 | 40.89 | 0.9 | 41.32 | 0.98 | 37.47 | 0.98 | 31.52 | 0.9 | 32.3 | 0.98
BURWOOD | 67.36 | 0.95 | 69.61 | 0.9 | 65.94 | 0.95 | 58.09 | 0.99 | 51.94 | 0.9 | 51.9 | 0.95
CAMPBELL ST | 36.39 | 0.93 | 46.5 | 0.99 | 48.53 | 0.99 | 28.62 | 1 | 27.69 | 1 | 37.1 | 1
CAMPERDOWN | 28.82 | 1 | 26.31 | 1 | 28.7 | 1 | 20.71 | 1 | 20.76 | 1 | 23.7 | 1
CAMPSIE | 66.74 | 0.99 | 70.18 | 0.9 | 66.72 | 0.99 | 64.98 | 0.99 | 61.88 | 0.9 | 63.05 | 0.99
CARDIFF | 18.87 | 0.99 | 21.38 | 0.99 | 23.79 | 0.99 | 14.34 | 1 | 16.18 | 1 | 14.9 | 1
CAREEL BAY | 10.63 | 0.99 | 10.94 | 1 | 11.96 | 1 | 11.76 | 0.99 | 10.95 | 0.99 | 11.91 | 0.99
CARINGBAH | 25.01 | 0.93 | 24.52 | 0.9 | 23.84 | 0.99 | 21.22 | 0.93 | 20.63 | 0.9 | 20.99 | 1
CASTLE COVE | 61.84 | 0.92 | 60.32 | 0.9 | 63.5 | 0.92 | 51.38 | 0.69 | 47.58 | 0.9 | 45.41 | 0.92
CESSNOCK SOUTH | 22.69 | 0.99 | 27.36 | 0.99 | 29.13 | 0.99 | 17.22 | 1 | 17.56 | 1 | 18.15 | 1
CHARLESTOWN | 32.5 | 0.99 | 36 | 0.98 | 36.84 | 0.98 | 25.99 | 1 | 25.35 | 0.99 | 27.1 | 0.99
CHARMHAVEN | 42.35 | 1 | 45.82 | 0.99 | 45.95 | 0.99 | 34.89 | 1 | 34.76 | 1 | 33.63 | 1
CHATSWOOD | 32.63 | 0.92 | 41.66 | 0.9 | 43.81 | 0.94 | 43.42 | 0.94 | 38.96 | 0.9 | 40.5 | 0.94
CITY CENTRAL | 87.5 | 0.93 | 104.88 | 0.9 | 107.92 | 1 | 66.71 | 0.95 | 72.28 | 0.9 | 77.35 | 0.9
CITY NORTH | 95.37 | 0.95 | 107.01 | 0.9 | 102.71 | 0.99 | 70.02 | 0.66 | 72.22 | 0.9 | 70.51 | 0.99
CITY SOUTH | 98.46 | 0.95 | 102.1 | 1 | 102.84 | 1 | 74.91 | 0.95 | 69.71 | 0.9 | 72.56 | 1
CLOVELLY | 36.23 | 1 | 35.59 | 0.9 | 33.35 | 1 | 41.22 | 1 | 38.01 | 0.9 | 40.21 | 1
CONCORD | 40.03 | 0.96 | 41.14 | 0.9 | 45.04 | 0.96 | 31.29 | 0.98 | 30.48 | 0.9 | 30.39 | 0.96
CRONULLA | 54 | 0.98 | 54.35 | 0.9 | 53.07 | 1 | 55.99 | 0.99 | 50.71 | 0.9 | 53.25 | 1
CROUDACE BAY | 23.24 | 0.99 | 22.26 | 0.99 | 25.2 | 0.99 | 14.31 | 1 | 13.78 | 1 | 15.17 | 1
CROWS NEST | 35.84 | 1 | 43.51 | 0.86 | 47.06 | 0.85 | 33.37 | 0.96 | 39.93 | 0.85 | 41.98 | 0.85
CROYDON | 33.3 | 0.99 | 34.17 | 0.9 | 39.73 | 0.9 | 35.16 | 0.99 | 34.7 | 0.9 | 37.85 | 0.9
DALLEY ST | 35.77 | 0.97 | 21.33 | 0.9 | 13.55 | 0.97 | 28.71 | 0.96 | 21.3 | 0.9 | 10.02 | 0.97
DARLING HARBOUR | 48.88 | 0.98 | 54.73 | 0.9 | 53.34 | 0.98 | 45.75 | 1 | 40.82 | 0.9 | 40.28 | 0.98
DARLINGHURST | 39.9 | 0.98 | 30.69 | 0.9 | 26.7 | 0.98 | 33.11 | 1 | 33.11 | 0.9 | 23.15 | 0.98
DEE WHY WEST | 41.23 | 0.93 | 38.07 | 0.9 | 39.49 | 0.98 | 43.05 | 0.98 | 39.49 | 0.9 | 42.78 | 0.98
DENMAN | 5.01 | 0.99 | 5.84 | 0.99 | 5.86 | 0.99 | 3.46 | 1 | 3.94 | 1 | 3.31 | 1
DOUBLE BAY | 55.07 | 0.92 | 55.03 | 0.9 | 54.06 | 1 | 56.14 | 1 | 52.9 | 0.9 | 54.02 | 1
DRUMMOYNE | 55.15 | 0.97 | 56.02 | 0.9 | 51.18 | 1 | 56.32 | 0.98 | 49.45 | 0.9 | 53.26 | 1
EDGEWORTH | 26.22 | 0.99 | 29.71 | 0.99 | 31.94 | 0.99 | 17.44 | 1 | 17.91 | 1 | 19 | 0.99
EMPIRE BAY | 12.47 | 0.99 | 12.57 | 1 | 12.94 | 1 | 11.36 | 1 | 10.73 | 1 | 10.71 | 1
ENGADINE | 22.32 | 1 | 29.98 | 1 | 25.93 | 1 | 28.31 | 1 | 25.92 | 1 | 29.12 | 1
EPPING | 49.36 | 1 | 56.87 | 1 | 53.71 | 1 | 44.85 | 1 | 42.59 | 0.99 | 42.71 | 0.99
ERINA | 29.74 | 0.99 | 34.68 | 0.9 | 39.12 | 0.99 | 24.43 | 0.93 | 24.83 | 0.9 | 26.34 | 0.99
FLEMINGTON | 40 | 0.95 | 42.91 | 0.9 | 40.41 | 0.95 | 34.09 | 0.95 | 30.94 | 0.9 | 32.52 | 0.95
GALSTON | 9.67 | 0.97 | 11.19 | 0.98 | 10.64 | 0.97 | 9.36 | 0.99 | 8.87 | 0.99 | 8.91 | 0.99
GATESHEAD | 17.87 | 0.9 | 17.39 | 0.9 | 20.28 | 0.9 | 14.9 | 0.9 | 14.8 | 0.9 | 15.76 | 0.9
GORE HILL | 42.7 | 0.97 | 46.64 | 0.9 | 44.9 | 0.97 | 42.8 | 0.92 | 41.4 | 0.9 | 43.62 | 0.97
GREEN SQUARE | 54.77 | 0.99 | 64.25 | 1 | 63.84 | 1 | 44.61 | 1 | 43.99 | 1 | 49.74 | 1
GREENACRE | 53.56 | 0.9 | 62.5 | 0.9 | 64.62 | 0.9 | 4.96 | 0.9 | 39.62 | 0.9 | 45.77 | 0.9
HARBORD | 18.06 | 0.92 | 21.91 | 0.9 | 21.48 | 0.96 | 22.38 | 0.96 | 23.78 | 0.9 | 24.77 | 0.96
HOMEBUSH BAY | 40.72 | 0.98 | 45.74 | 1 | 43.12 | 1 | 32.52 | 1 | 33.06 | 0.9 | 32.54 | 1
HORNSBY | 59.19 | 0.99 | 66.05 | 0.9 | 65.32 | 0.99 | 63.29 | 0.99 | 57.24 | 0.9 | 57.52 | 0.99
HUNTERS HILL | 63.17 | 1 | 52.45 | 1 | 55.71 | 1 | 49.73 | 0.99 | 46.5 | 1 | 46.56 | 1
HURSTVILLE NORTH | 22.91 | 0.99 | 22.77 | 0.99 | 21.73 | 1 | 19.49 | 1 | 18.17 | 1 | 20.36 | 1
JANNALI | 31.08 | 0.9 | 29.52 | 1 | 27.67 | 1 | 33.61 | 0.9 | 26.78 | 1 | 24.06 | 1
JESMOND | 42.79 | 0.99 | 47.17 | 1 | 51.05 | 1 | 34.29 | 1 | 32.11 | 1 | 34.78 | 1
JEWELLS | 15.77 | 0.99 | 14.6 | 1 | 18.13 | 0.99 | 12.09 | 1 | 11.7 | 1 | 11.97 | 1
KILLARNEY | 14.38 | 0.99 | 13.95 | 0.9 | 14.65 | 0.99 | 13.85 | 0.98 | 12.76 | 0.9 | 13.01 | 0.99
KINGSFORD | 54.85 | 1 | 57.04 | 1 | 56.44 | 1 | 57.98 | 1 | 57.43 | 1 | 58.54 | 1
KIRRAWEE | 37.87 | 0.99 | 37.69 | 0.9 | 36.35 | 1 | 39.56 | 1 | 37.09 | 0.9 | 37.99 | 1
KOGARAH | 65.67 | 0.99 | 69.09 | 0.9 | 62.96 | 0.99 | 59.92 | 1 | 56.71 | 0.9 | 56.05 | 1
KOTARA | 21.37 | 1 | 23.36 | 0.99 | 22.72 | 0.99 | 15.63 | 1 | 14.42 | 1 | 15.22 | 0.99
KURNELL SOUTH | 5.77 | 0.98 | 7.42 | 0.9 | 5.29 | 0.98 | 5.49 | 0.94 | 5.15 | 0.9 | 5.56 | 0.98
KURRI | 29.22 | 0.98 | 34.11 | 0.9 | 36.07 | 0.98 | 22.32 | 1 | 23.37 | 0.9 | 23.16 | 0.98
LAKE MUNMORAH | 23.25 | 0.99 | 21.93 | 1 | 27.27 | 1 | 19.21 | 1 | 18.74 | 1 | 19.03 | 1
LEICHHARDT | 36.29 | 1 | 35.46 | 1 | 34.36 | 1 | 40.21 | 1 | 37.9 | 1 | 38.53 | 1
LEIGHTONFIELD | 20.15 | 0.95 | 22.04 | 1 | 21.21 | 1 | 18.51 | 0.97 | 18.24 | 1 | 17.01 | 1
LIDCOMBE | 17.78 | 0.91 | 22.82 | 0.9 | 24.27 | 0.91 | 15.57 | 0.96 | 14.13 | 0.9 | 15.35 | 0.91
LINDFIELD | 29.67 | 0.88 | 31.69 | 0.9 | 37.91 | 0.85 | 29.14 | 0.84 | 31.03 | 0.9 | 35.26 | 0.84
LISAROW | 22.44 | 0.99 | 25.11 | 0.9 | 22.2 | 0.99 | 19.62 | 0.99 | 18.83 | 0.9 | 19.71 | 0.99
LONG JETTY | 42.93 | 0.9 | 40.17 | 0.9 | 42.13 | 0.9 | 41.36 | 0.9 | 39.32 | 0.9 | 40.35 | 0.9
MACQUARIE PARK | 65.22 | 0.99 | 62.9 | 0.99 | 61.84 | 0.99 | 54.76 | 0.99 | 47.35 | 1 | 45.4 | 1
MAITLAND | 23.55 | 0.98 | 26.54 | 0.98 | 28.88 | 0.99 | 16.22 | 1 | 15.77 | 1 | 16.27 | 1
MANLY | 15.51 | 0.91 | 15.29 | 1 | 14.32 | 1 | 20.71 | 0.95 | 16.44 | 1 | 17.36 | 1
MAROUBRA | 42.41 | 0.9 | 46.96 | 0.9 | 37.16 | 0.98 | 44.53 | 0.9 | 42.81 | 0.9 | 41.71 | 0.99
MARRICKVILLE | 44.89 | 0.99 | 47.21 | 0.99 | 49.83 | 0.99 | 49.27 | 1 | 46.85 | 1 | 49.06 | 1
MARYLAND | 25.41 | 0.99 | 26.24 | 0.99 | 28.94 | 1 | 14.91 | 1 | 14.3 | 1 | 15.46 | 1
MASCOT | 33.22 | 0.97 | 30.48 | 0.9 | 32.74 | 0.97 | 28.51 | 1 | 24.34 | 0.9 | 23.89 | 0.97
MAYFIELD WEST | 21.55 | 0.97 | 23.09 | 0.98 | 22.19 | 0.98 | 19.28 | 0.97 | 19.8 | 0.98 | 18.61 | 0.98
MEADOWBANK | 66.07 | 0.95 | 70.52 | 0.9 | 66.1 | 1 | 54.8 | 0.98 | 50.43 | 0.9 | 51.98 | 1
MEDOWIE | 15.09 | 0.99 | 16.52 | 0.99 | 18.61 | 0.99 | 10.51 | 1 | 10.67 | 1 | 11.08 | 1
MENAI | 41.7 | 0.99 | 43.23 | 1 | 36.34 | 1 | 36.51 | 0.99 | 33.87 | 0.9 | 35.85 | 1
MERRIWA | 3.2 | 0.99 | 2.62 | 0.99 | 1.65 | 1 | 2.88 | 1 | 2.84 | 1 | 1.18 | 0.99
METFORD | 41.68 | 0.99 | 48.84 | 0.99 | 48.08 | 0.99 | 30.62 | 1 | 28.52 | 1 | 28.62 | 1
MILPERRA | 43.3 | 0.97 | 38.99 | 0.9 | 43.88 | 0.97 | 41.3 | 0.97 | 34.85 | 0.9 | 36.51 | 0.97
MIRANDA | 32.27 | 0.96 | 34.08 | 0.9 | 30.93 | 0.96 | 28.26 | 0.98 | 27.37 | 0.9 | 28.07 | 0.96
MITCHELL LINE | 7.56 | 1 | 8.8 | 0.99 | 8.46 | 1 | 7.46 | 1 | 7.23 | 1 | 6.56 | 1
MITCHELLS FLAT | 1.57 | 1 | 1.81 | 1 | 1.83 | 1 | 1.1 | 1 | 1.08 | 0.99 | 1.1 | 0.99
MONA VALE | 34.82 | 0.9 | 33.18 | 0.9 | 34.46 | 0.9 | 32.91 | 0.9 | 30.53 | 0.9 | 32.31 | 0.9
MOONAN | 0.87 | 0.9 | 0.98 | 0.9 | 0.77 | 0.9 | 0.92 | 0.9 | 0.87 | 0.9 | 0.78 | 0.9
MORISSET | 26.3 | 0.99 | 27.92 | 0.99 | 32.46 | 0.99 | 20.91 | 1 | 20.74 | 1 | 21.68 | 1
MORTDALE | 43.83 | 0.99 | 47.61 | 0.9 | 43.07 | 0.99 | 41.78 | 1 | 39.1 | 0.9 | 39.29 | 0.99
MOSMAN | 66.28 | 1 | 63.13 | 0.9 | 63.52 | 1 | 75.13 | 1 | 68.96 | 0.9 | 73.69 | 1
MOUNT HUTTON | 18.21 | 1 | 18.99 | 0.9 | 21.44 | 0.99 | 13.96 | 1 | 12.65 | 0.9 | 13.58 | 0.99
MUSWELLBROOK | 15.51 | 0.9 | 17.46 | 0.9 | 17.94 | 0.9 | 13.22 | 0.9 | 13.11 | 0.9 | 13.93 | 0.9
NARRABEEN | 13.03 | 0.94 | 15.01 | 0.9 | 12.85 | 0.96 | 12.97 | 0.96 | 12.35 | 0.9 | 12.66 | 0.96
NELSON BAY | 22.74 | 1 | 28.02 | 0.99 | 25.26 | 1 | 22.91 | 1 | 20.83 | 1 | 22.77 | 1
NEW LAMBTON | 16.71 | 0.96 | 17.55 | 0.99 | 18.9 | 0.99 | 11.87 | 0.97 | 11.32 | 1 | 11.28 | 1
NEWCASTLE CBD | 43.35 | 0.99 | 47.36 | 0.99 | 49.34 | 0.99 | 34.62 | 1 | 29.36 | 1 | 34.78 | 1
NEWPORT | 13.89 | 0.99 | 14.43 | 0.9 | 13.71 | 0.98 | 15.63 | 0.98 | 18.33 | 0.9 | 14.39 | 0.98
NORAVILLE | 24.87 | 0.94 | 22.29 | 0.9 | 22.75 | 0.98 | 24.12 | 0.98 | 22.31 | 0.9 | 22.22 | 0.98
NORTH HEAD | 17.21 | 0.92 | 18.01 | 0.9 | 15.5 | 0.92 | 15.09 | 0.93 | 12.33 | 0.9 | 18.6 | 0.92
NORTH SYDNEY | 57.1 | 0.99 | 58.26 | 0.99 | 60.15 | 0.99 | 50.7 | 1 | 46.95 | 1 | 49.3 | 1
NULKABA | 16.13 | 0.98 | 18.65 | 0.98 | 18.41 | 0.99 | 12.96 | 1 | 12.67 | 0.99 | 11.96 | 1
OLYMPIC PARK | 30.51 | 0.9 | 30.04 | 0.99 | 30.52 | 0.99 | 23.56 | 0.9 | 22.26 | 1 | 21.88 | 1
PADDINGTON | 30 | 0.99 | 33.56 | 0.9 | 32.27 | 1 | 32.05 | 1 | 29.93 | 0.9 | 30.97 | 1
PAXTON | 6.47 | 0.9 | 7.35 | 0.9 | 7.39 | 0.9 | 5.44 | 0.9 | 5.29 | 0.9 | 5.21 | 0.9
PEATS RIDGE | 13.01 | 0.7 | 10.73 | 0.96 | 11.57 | 0.97 | 10.39 | 0.86 | 10.41 | 0.65 | 9.01 | 0.99
PELICAN | 10 | 1 | 12.3 | 0.99 | 12.62 | 0.99 | 10.12 | 0.99 | 9.34 | 1 | 11.25 | 1
PENNANT HILLS | 70.81 | 1 | 72.43 | 0.9 | 70.53 | 1 | 60.05 | 0.96 | 56.21 | 0.9 | 53.87 | 1
PORT BOTANY | 15.97 | 0.96 | 16.48 | 0.97 | 14.01 | 0.99 | 15.25 | 0.96 | 15.11 | 0.97 | 14.82 | 0.98
POTTS HILL | 39.15 | 0.99 | 40.18 | 0.98 | 38.21 | 0.98 | 34.2 | 1 | 33.04 | 0.99 | 31.16 | 0.99
PUNCHBOWL | 37.17 | 1 | 41.87 | 1 | 39.98 | 1 | 37.28 | 1 | 35.05 | 1 | 35.84 | 1
PYMBLE | 28.98 | 0.92 | 33.13 | 0.9 | 36.32 | 0.98 | 30.13 | 0.98 | 26.28 | 0.9 | 28.29 | 0.98
RATHMINES | 15.78 | 0.99 | 14.75 | 0.99 | 17.68 | 0.99 | 13.42 | 1 | 11.04 | 1 | 11.96 | 1
RAYMOND TERRACE | 23.04 | 0.99 | 24 | 0.98 | 24.04 | 0.98 | 19.4 | 1 | 18.38 | 0.99 | 18.36 | 0.98
REVESBY | 47.68 | 0.94 | 49.06 | 0.9 | 43.07 | 1 | 40.86 | 0.98 | 38.69 | 0.9 | 38.23 | 1
RIVERWOOD | 29.46 | 0.95 | 32.6 | 0.9 | 29.62 | 0.95 | 27.43 | 0.97 | 26.17 | 0.9 | 26.89 | 0.95
ROCKDALE | 41.27 | 1 | 47.63 | 0.99 | 42.22 | 1 | 38.09 | 1 | 38.47 | 1 | 42.41 | 1
ROSE BAY | 41.8 | 1 | 38.32 | 1 | 37.91 | 1 | 45.65 | 1 | 40.16 | 1 | 42.75 | 1
ROTHBURY | 12.73 | 0.9 | 18.87 | 1 | 20.17 | 1 | 8.34 | 0.9 | 9.8 | 0.99 | 10.98 | 0.97
ROUCHEL | 1.09 | 0.96 | 1.38 | 0.9 | 1.36 | 0.7 | 0.79 | 0.97 | 1.14 | 0.9 | 0.77 | 0.96
RUTHERFORD | 29.05 | 0.98 | 30.48 | 0.98 | 33.08 | 0.99 | 22.39 | 0.99 | 24.02 | 0.99 | 21.27 | 0.99
SANS SOUCI | 16.82 | 0.98 | 22.32 | 0.9 | 19.22 | 0.98 | 16.22 | 0.99 | 16.6 | 0.9 | 19.08 | 0.98
SCONE | 13.99 | 0.99 | 16.57 | 0.99 | 17.06 | 0.99 | 12.36 | 1 | 12.9 | 1 | 12.18 | 1
SEFTON | 48.5 | 0.96 | 51.18 | 0.9 | 51.75 | 0.96 | 40.87 | 0.97 | 38.81 | 0.9 | 40.26 | 0.96
SINGLETON | 16.79 | 0.9 | 20.29 | 0.9 | 19.47 | 0.9 | 14.22 | 0.9 | 14.83 | 0.9 | 13.63 | 0.9
SINGLETON NORTH | 15.86 | 0.99 | 18.69 | 0.9 | 18.48 | 0.99 | 11.6 | 0.95 | 11.51 | 0.9 | 11.53 | 0.99
SOMERSBY | 14.6 | 0.97 | 15.79 | 0.99 | 16.14 | 0.99 | 17.24 | 0.97 | 17.18 | 0.99 | 16.36 | 0.99
ST IVES | 42.26 | 0.97 | 45.94 | 0.9 | 43.08 | 0.97 | 43.26 | 0.97 | 40.83 | 0.9 | 40.38 | 0.97
ST PETERS | 64.88 | 0.99 | 67.18 | 0.99 | 71.22 | 0.99 | 55.37 | 1 | 53.86 | 1 | 54.9 | 1
STOCKTON | 8.77 | 0.99 | 8.15 | 1 | 10.06 | 1 | 6.52 | 1 | 6.23 | 1 | 6.69 | 1
STRATHFIELD SOUTH | 27.78 | 0.99 | 31.86 | 0.9 | 29.23 | 0.99 | 25.74 | 1 | 25.42 | 0.9 | 24.88 | 1
SUMMER HILL | 42.35 | 0.9 | 37.32 | 0.9 | 43.4 | 0.9 | 3.24 | 0.9 | 38.99 | 0.9 | 46.86 | 0.9
SURRY HILLS | 29.93 | 0.9 | 33.02 | 0.9 | 32.17 | 0.99 | 25.19 | 0.94 | 25.7 | 0.9 | 23.51 | 1
SWANSEA | 15.08 | 1 | 14.45 | 1 | 15.57 | 1 | 12.12 | 1 | 11.82 | 1 | 12.4 | 1
TANILBA BAY | 11.33 | 0.99 | 11.92 | 0.95 | 12.04 | 1 | 9.39 | 1 | 9.26 | 1 | 9.31 | 1
TARRO | 19.24 | 0.96 | 20.26 | 0.97 | 20.26 | 0.97 | 15.78 | 0.97 | 15.54 | 0.96 | 15.5 | 0.96
TELARAH | 13.21 | 1 | 17.1 | 1 | 18.12 | 1 | 9.32 | 1 | 8.95 | 1 | 11.02 | 1
TERREY HILLS | 14.01 | 0.94 | 15.16 | 0.9 | 15.69 | 0.94 | 12.39 | 0.97 | 12.18 | 0.9 | 15.61 | 0.94
THORNTON | 29.25 | 0.94 | 34.8 | 1 | 39.23 | 1 | 19.82 | 0.93 | 21.77 | 1 | 22.66 | 1
TIGHES HILL | 21.43 | 0.97 | 20.5 | 0.99 | 23.46 | 0.98 | 21.02 | 0.98 | 21.64 | 0.99 | 19.79 | 0.99
TOMAGO | 10.66 | 0.95 | 11.85 | 0.95 | 10.97 | 0.95 | 10.21 | 0.96 | 11.13 | 0.96 | 10.79 | 0.96
TOMALPIN | 1.74 | 0.92 | 1.92 | 0.9 | 1.86 | 0.93 | 1.86 | 0.95 | 1.88 | 0.93 | 1.91 | 0.93
TOMAREE | 13.28 | 1 | 24.71 | 0.99 | 15.6 | 1 | 13.87 | 1 | 13.68 | 1 | 14.39 | 1
TOP RYDE | 45.67 | 0.99 | 49.75 | 0.9 | 51.15 | 0.99 | 37.04 | 1 | 37.32 | 0.9 | 31.23 | 1
TORONTO WEST | 18.9 | 0.99 | 19.52 | 0.99 | 22.78 | 0.99 | 16.01 | 1 | 15.36 | 1 | 16.4 | 1
TURRAMURRA | 32.85 | 1 | 36.64 | 1 | 36.15 | 1 | 36.31 | 1 | 34.6 | 1 | 33.61 | 1
UMINA | 29.71 | 0.95 | 29.71 | 0.9 | 31.32 | 0.95 | 25.74 | 0.98 | 24.44 | 0.9 | 25.27 | 0.95
VALES POINT | 6 | 0.83 | 5.78 | 0.9 | 6.41 | 0.83 | 6.42 | 0.68 | 6.29 | 0.9 | 6.51 | 0.83
WAMBERAL | 14.8 | 1 | 13.96 | 1 | 18.48 | 1 | 14.77 | 1 | 13.77 | 1 | 13.55 | 1
WAVERLEY | 32.75 | 0.9 | 31.44 | 1 | 32.07 | 1 | 42.13 | 0.9 | 38.52 | 1 | 43.52 | 1
WEST GOSFORD | 46.44 | 0.99 | 46.98 | 0.99 | 50.55 | 0.99 | 39.1 | 1 | 36.72 | 1 | 37.52 | 1
WILLIAMTOWN | 2.95 | 0.99 | 6.27 | 0.9 | 5.48 | 1 | 4.12 | 1 | 4.36 | 0.9 | 4.82 | 0.9
WOY WOY | 19.63 | 0.96 | 22.54 | 0.9 | 19.81 | 0.95 | 16.88 | 0.97 | 21.49 | 0.9 | 17.14 | 0.96
WYONG | 42.2 | 0.99 | 40.06 | 0.99 | 47.15 | 0.99 | 31.68 | 1 | 32.81 | 1 | 30.91 | 1
ZETLAND | 66.17 | 1 | 67.09 | 0.9 | 68.11 | 1 | 52.15 | 1 | 49.06 | 0.9 | 52.28 | 1
MATRAVILLE | 34.58 | 0.92 | 29.51 | 1 | 27.34 | 1 | 37.94 | 0.96 | 29.34 | 1 | 31.35 | 1
RNS HOSPITAL | 13.5 | 0.99 | 11.87 | 1 | 11.05 | 0.99 | 15.73 | 0.99 | 11.12 | 1 | 8.13 | 1
LEMINGTON | 2.3 | 0.96 | 2.27 | 0.95 | 2.62 | 0.94 | 1.55 | 1 | 1.94 | 0.97 | 1.3 | 1
MOUNT THORLEY | 5.14 | 1 | 6.39 | 0.99 | 5.81 | 1 | 4.29 | 0.99 | 5.13 | 1 | 4.57 | 1
NEWDELL | 3.52 | 0.97 | 2.83 | 0.96 | 2.46 | 0.96 | 3.96 | 0.98 | 3.53 | 0.97 | 2.67 | 0.96
GWAWLEY BAY | 30.09 | 0.9 | 28.33 | 1 | 25.66 | 1 | 24.25 | 0.99 | 22.75 | 0.99 | 23.46 | 1
LUCAS HEIGHTS | 8.42 | 0.91 | 9.18 | 0.9 | 14.4 | 0.91 | 7.53 | 0.97 | 7.71 | 0.9 | 7.44 | 0.91
GRAVING DOCK NO 1 | 7.74 | 0.9 | 12.96 | 0.9 | 11.05 | 0.9 | 9.41 | 0.9 | 11.63 | 0.9 | 10.34 | 0.9
GRAVING DOCK NO 2 | 10.57 | 0.9 | 12.97 | 0.9 | 11.07 | 0.9 | 2.5 | 0.9 | 8.4 | 0.9 | 10.35 | 0.9

## Demand Forecast (ZS)
Demand Forecast - Zone Substation
Name | Summer | [9 empty] | Winter
| 2025/26 (MVA) | 2025/26 (PF) | 2026/27 (MVA) | 2026/27 (PF) | 2027/28 (MVA) | 2027/28 (PF) | 2028/29 (MVA) | 2028/29 (PF) | 2029/30 (MVA) | 2029/30 (PF) | 2025 (MVA) | 2025 (PF) | 2026 (MVA) | 2026 (PF) | 2027 (MVA) | 2027 (PF) | 2028 (MVA) | 2028 (PF) | 2029 (MVA) | 2029 (PF)
ABERDEEN | 4.69 | 0.99 | 4.77 | 0.99 | 5.05 | 0.99 | 7.48 | 0.99 | 9.06 | 0.99 | 4.19 | 1 | 4.14 | 1 | 4.16 | 1 | 4.24 | 1 | 8.92 | 1
ADAMSTOWN | 31.49 | 0.99 | 31.34 | 0.99 | 31.2 | 0.99 | 31.9 | 0.99 | 31.52 | 0.99 | 30.66 | 0.99 | 30.46 | 0.99 | 30.43 | 0.99 | 30.43 | 0.99 | 31.4 | 0.99
ARGENTON | 31.34 | 0.99 | 31.48 | 0.99 | 31.73 | 0.99 | 32.89 | 0.99 | 33.79 | 0.99 | 28.12 | 0.99 | 27.84 | 0.99 | 28.05 | 0.99 | 28.37 | 0.99 | 29.63 | 0.99
AUBURN | 26.23 | 0.97 | 26.38 | 0.97 | 26.75 | 0.97 | 27.33 | 0.97 | 28.11 | 0.97 | 23.59 | 0.98 | 24.07 | 0.98 | 24.65 | 0.98 | 25.45 | 0.98 | 26.43 | 0.98
AVOCA | 38.17 | 1 | 38.62 | 1 | 38.76 | 1 | 38.41 | 1 | 39.17 | 1 | 39.91 | 1 | 39.57 | 1 | 39.92 | 1 | 40.08 | 1 | 39.67 | 1
AVONDALE | 12.17 | 1 | 12.37 | 1 | 12.54 | 1 | 13.39 | 1 | 13.7 | 1 | 9.45 | 1 | 9.49 | 1 | 9.61 | 1 | 9.64 | 1 | 10.26 | 1
BAERAMI | 0.9 | 0.95 | 0.93 | 0.95 | 0.93 | 0.95 | 0.93 | 0.95 | 0.92 | 0.95 | 0.78 | 0.97 | 0.78 | 0.97 | 0.81 | 0.97 | 0.83 | 0.97 | 0.84 | 0.97
BALGOWLAH NORTH | 27.97 | 1 | 28.39 | 1 | 28.03 | 1 | 27.83 | 1 | 27.6 | 1 | 30.14 | 1 | 29.91 | 1 | 30.44 | 1 | 30.12 | 1 | 29.97 | 1
BANKSTOWN | 48.54 | 0.99 | 49.53 | 0.99 | 49.69 | 0.99 | 51.37 | 0.99 | 53.99 | 0.99 | 35.58 | 0.99 | 33.79 | 0.99 | 34.6 | 0.99 | 34.91 | 0.99 | 36.41 | 0.99
BASS HILL | 17.21 | 1 | 18.02 | 1 | 17.95 | 1 | 18.01 | 1 | 18.03 | 1 | 15.83 | 1 | 15.77 | 1 | 16.53 | 1 | 16.57 | 1 | 16.71 | 1
BEACON HILL | 18.12 | 0.94 | 18.29 | 0.94 | 18.46 | 0.94 | 18.72 | 0.94 | 19.97 | 0.94 | 18.5 | 0.96 | 18.4 | 0.96 | 18.62 | 0.96 | 18.82 | 0.96 | 19.09 | 0.96
BELMORE PARK | 45.89 | 0.99 | 50.19 | 0.99 | 51.27 | 0.99 | 53.49 | 0.99 | 53.57 | 0.99 | 32.63 | 1 | 33.51 | 1 | 38.1 | 1 | 39.54 | 1 | 42.08 | 1
BELROSE | 24.1 | 0.97 | 24.46 | 0.97 | 24.2 | 0.97 | 24.59 | 0.97 | 24.87 | 0.97 | 23.64 | 0.97 | 23.13 | 0.97 | 23.49 | 0.97 | 23.32 | 0.97 | 23.73 | 0.97
BERKELEY VALE | 44.48 | 0.99 | 45.02 | 0.99 | 45.8 | 0.99 | 52.78 | 0.99 | 52.97 | 0.99 | 36.03 | 1 | 36.46 | 1 | 37.15 | 1 | 38.18 | 1 | 44.7 | 1
BEROWRA | 29.37 | 0.97 | 29.39 | 0.97 | 29.77 | 0.97 | 29.61 | 0.97 | 29.81 | 0.97 | 29.21 | 0.97 | 30.62 | 0.97 | 30.66 | 0.97 | 31.22 | 0.97 | 31.22 | 0.97
BLAKEHURST | 24.29 | 0.98 | 26 | 0.98 | 26.12 | 0.98 | 26.2 | 0.98 | 26.22 | 0.98 | 21.94 | 0.98 | 21.75 | 0.98 | 23.47 | 0.98 | 23.64 | 0.98 | 23.76 | 0.98
BOTANY | 30.05 | 0.99 | 30.52 | 0.99 | 30.44 | 0.99 | 30.42 | 0.99 | 32.16 | 0.99 | 27.05 | 0.99 | 27.18 | 0.99 | 27.69 | 0.99 | 27.76 | 0.99 | 27.82 | 0.99
BRANDY HILL | 13.9 | 1 | 13.89 | 1 | 14.02 | 1 | 16.41 | 1 | 16.43 | 1 | 11.37 | 1 | 11.33 | 1 | 11.37 | 1 | 11.53 | 1 | 18.85 | 1
BRANXTON | 14.12 | 0.99 | 14.32 | 0.99 | 15.28 | 0.99 | 15.91 | 0.99 | 15.41 | 0.99 | 11.08 | 1 | 11.18 | 1 | 11.31 | 1 | 11.81 | 1 | 12.46 | 1
BROADMEADOW | 26.2 | 0.99 | 30.17 | 0.99 | 30.04 | 0.99 | 29.66 | 0.99 | 29.39 | 0.99 | 21.94 | 1 | 22.88 | 1 | 26.35 | 1 | 26.46 | 1 | 26.66 | 1
BROOKVALE | 38.69 | 0.94 | 38.64 | 0.94 | 39.56 | 0.94 | 40.08 | 0.94 | 40.14 | 0.94 | 32.42 | 0.98 | 32.59 | 0.98 | 32.82 | 0.98 | 34.45 | 0.98 | 35.51 | 0.98
BURWOOD | 63.3 | 0.96 | 63.68 | 0.96 | 63.63 | 0.96 | 64.76 | 0.96 | 67.16 | 0.96 | 52.84 | 0.96 | 55.29 | 0.96 | 56.17 | 0.96 | 56.58 | 0.96 | 58.21 | 0.96
CAMPBELL ST | 49.41 | 0.99 | 34.49 | 0.99 | 34.45 | 0.99 | 34.59 | 0.99 | 35.1 | 0.99 | 37.02 | 1 | 37.28 | 1 | 26.17 | 1 | 26.73 | 1 | 27.33 | 1
CAMPERDOWN | 29.37 | 1 | 29.71 | 1 | 31.49 | 1 | 35.15 | 1 | 35.29 | 1 | 24.17 | 1 | 24.25 | 1 | 24.68 | 1 | 26.99 | 1 | 30.98 | 1
CAMPSIE | 62.95 | 0.99 | 63.91 | 0.99 | 63.87 | 0.99 | 63.99 | 0.99 | 65.38 | 0.99 | 61.55 | 0.99 | 61.21 | 0.99 | 62.2 | 0.99 | 62.21 | 0.99 | 62.29 | 0.99
CARDIFF | 20.22 | 0.99 | 20.35 | 0.99 | 20.59 | 0.99 | 20.4 | 0.99 | 20.33 | 0.99 | 18.29 | 1 | 18.14 | 1 | 18.37 | 1 | 18.77 | 1 | 18.75 | 1
CAREEL BAY | 11.13 | 1 | 11.25 | 1 | 11.08 | 1 | 10.92 | 1 | 10.78 | 1 | 11.68 | 0.99 | 11.96 | 0.99 | 12.11 | 0.99 | 11.97 | 0.99 | 11.84 | 0.99
CARINGBAH | 25.04 | 0.93 | 26.23 | 0.93 | 26.21 | 0.93 | 27.15 | 0.93 | 27.3 | 0.93 | 23.56 | 0.93 | 23.56 | 0.93 | 24.75 | 0.93 | 24.89 | 0.93 | 25.84 | 0.93
CASTLE COVE | 56.08 | 0.92 | 56.53 | 0.92 | 55.97 | 0.92 | 55.52 | 0.92 | 55.33 | 0.92 | 56.52 | 0.8 | 57.02 | 0.8 | 57.88 | 0.8 | 57.65 | 0.8 | 57.19 | 0.8
CESSNOCK SOUTH | 25.46 | 0.99 | 27.31 | 0.99 | 27.14 | 0.99 | 27.64 | 0.99 | 27.49 | 0.99 | 18.81 | 1 | 18.77 | 1 | 20.17 | 1 | 20.01 | 1 | 20.46 | 1
CHARLESTOWN | 34.66 | 0.93 | 34.75 | 0.93 | 34.36 | 0.93 | 34.37 | 0.93 | 35.05 | 0.93 | 29.36 | 0.95 | 28.49 | 0.95 | 28.7 | 0.95 | 28.53 | 0.95 | 28.48 | 0.95
CHARMHAVEN | 47.74 | 0.99 | 48.5 | 0.99 | 48.49 | 0.99 | 48.38 | 0.99 | 48.37 | 0.99 | 38.03 | 1 | 37.54 | 1 | 38.14 | 1 | 38.19 | 1 | 38.08 | 1
CHATSWOOD | 38.73 | 0.94 | 38.84 | 0.94 | 38.99 | 0.94 | 39.52 | 0.94 | 39.25 | 0.94 | 38.79 | 0.94 | 39.99 | 0.94 | 40.38 | 0.94 | 40.79 | 0.94 | 41.38 | 0.94
CITY CENTRAL | 124 | 0.91 | 131.98 | 0.91 | 134.36 | 0.91 | 135.52 | 0.91 | 135.65 | 0.91 | 89.57 | 0.95 | 96.15 | 0.95 | 104.84 | 0.95 | 108.56 | 0.95 | 110.89 | 0.95
CITY NORTH | 111.93 | 0.95 | 111.33 | 0.95 | 111.66 | 0.95 | 114.25 | 0.95 | 114.05 | 0.95 | 92.08 | 0.8 | 100.87 | 0.8 | 102.3 | 0.8 | 105.02 | 0.8 | 109.84 | 0.8
CITY SOUTH | 117.1 | 0.94 | 119.01 | 0.94 | 120.05 | 0.94 | 120.53 | 0.94 | 122.01 | 0.94 | 80.99 | 0.94 | 85.13 | 0.94 | 87.78 | 0.94 | 89.69 | 0.94 | 90.98 | 0.94
CLOVELLY | 34.4 | 1 | 34.89 | 1 | 34.54 | 1 | 34.53 | 1 | 34.53 | 1 | 36.91 | 1 | 37.23 | 1 | 37.95 | 1 | 37.74 | 1 | 37.73 | 1
CONCORD | 36.97 | 0.96 | 37.87 | 0.96 | 37.8 | 0.96 | 37.03 | 0.96 | 37.15 | 0.96 | 31.83 | 0.96 | 32.41 | 0.96 | 33.29 | 0.96 | 33.32 | 0.96 | 32.83 | 0.96
CRONULLA | 50.18 | 0.99 | 51.14 | 0.99 | 51.46 | 0.99 | 52.43 | 0.99 | 53 | 0.99 | 50.07 | 0.99 | 49.54 | 0.99 | 50.5 | 0.99 | 50.78 | 0.99 | 51.49 | 0.99
CROUDACE BAY | 17.98 | 0.99 | 18.51 | 0.99 | 18.4 | 0.99 | 18.68 | 0.99 | 18.66 | 0.99 | 14.57 | 1 | 14.31 | 1 | 14.65 | 1 | 14.53 | 1 | 14.67 | 1
CROWS NEST | 48.87 | 0.86 | 49.99 | 0.86 | 50.31 | 0.86 | 52.67 | 0.86 | 53.37 | 0.86 | 45.01 | 0.85 | 46.41 | 0.85 | 47.91 | 0.85 | 48.59 | 0.85 | 50.94 | 0.85
CROYDON | 31.58 | 0.99 | 31.69 | 0.99 | 31.58 | 0.99 | 31.39 | 0.99 | 31.45 | 0.99 | 35.06 | 0.99 | 35.95 | 0.99 | 36.25 | 0.99 | 36.2 | 0.99 | 36.11 | 0.99
DALLEY ST | 0 | 0.97 | 0 | 0.97 | 0 | 0.97 | 0 | 0.97 | 0 | 0.97 | 7.11 | 0.97 | 0 | 0.97 | 0 | 0.97 | 0 | 0.97 | 0 | 0.97
DARLING HARBOUR | 53.96 | 0.98 | 53.8 | 0.98 | 53.83 | 0.98 | 53.43 | 0.98 | 54.25 | 0.98 | 41.37 | 0.98 | 43.52 | 0.98 | 43.83 | 0.98 | 44.3 | 0.98 | 43.57 | 0.98
DARLINGHURST | 31.91 | 0.98 | 32.01 | 0.98 | 31.84 | 0.98 | 31.8 | 0.98 | 31.94 | 0.98 | 25.61 | 0.98 | 25.95 | 0.98 | 26.31 | 0.98 | 26.44 | 0.98 | 26.77 | 0.98
DEE WHY WEST | 33.32 | 0.98 | 34.2 | 0.98 | 34.43 | 0.98 | 33.99 | 0.98 | 33.68 | 0.98 | 37.83 | 0.98 | 37.28 | 0.98 | 38.25 | 0.98 | 38.52 | 0.98 | 38.12 | 0.98
DENMAN | 4.7 | 0.99 | 4.99 | 0.99 | 5.05 | 0.99 | 5.04 | 0.99 | 5.17 | 0.99 | 4.09 | 1 | 4.15 | 1 | 4.49 | 1 | 4.61 | 1 | 4.66 | 1
DOUBLE BAY | 52.71 | 1 | 52.82 | 1 | 52.9 | 1 | 52.89 | 1 | 53.07 | 1 | 51.87 | 1 | 51.82 | 1 | 52.38 | 1 | 52.71 | 1 | 52.71 | 1
DRUMMOYNE | 53.1 | 0.98 | 53.71 | 0.98 | 53.33 | 0.98 | 52.89 | 0.98 | 52.57 | 0.98 | 48.31 | 0.98 | 48.76 | 0.98 | 49.31 | 0.98 | 48.98 | 0.98 | 48.54 | 0.98
EDGEWORTH | 25.8 | 0.99 | 26.11 | 0.99 | 26.08 | 0.99 | 25.95 | 0.99 | 25.9 | 0.99 | 19.3 | 1 | 19.3 | 1 | 19.45 | 1 | 19.38 | 1 | 19.19 | 1
EMPIRE BAY | 13.57 | 1 | 13.98 | 1 | 14.03 | 1 | 14.11 | 1 | 14.34 | 1 | 11.82 | 1 | 11.53 | 1 | 11.82 | 1 | 11.8 | 1 | 11.81 | 1
ENGADINE | 30.68 | 1 | 31.83 | 1 | 31.61 | 1 | 31.84 | 1 | 31.85 | 1 | 27.44 | 1 | 28.35 | 1 | 29.42 | 1 | 29.16 | 1 | 29.45 | 1
EPPING | 56.8 | 1 | 60.59 | 1 | 62.08 | 1 | 64.26 | 1 | 66.24 | 1 | 46.93 | 0.99 | 49.18 | 0.99 | 53.1 | 0.99 | 54.6 | 0.99 | 56.46 | 0.99
ERINA | 30.32 | 0.99 | 30.61 | 0.99 | 30.5 | 0.99 | 30.17 | 0.99 | 31.54 | 0.99 | 27.21 | 0.98 | 26.77 | 0.98 | 27.25 | 0.98 | 27.48 | 0.98 | 27.36 | 0.98
FLEMINGTON | 41.12 | 0.95 | 41.51 | 0.95 | 42.69 | 0.95 | 42.31 | 0.95 | 42.48 | 0.95 | 33.41 | 0.95 | 35.31 | 0.95 | 36.28 | 0.95 | 38.31 | 0.95 | 38.74 | 0.95
GALSTON | 9.8 | 0.98 | 9.92 | 0.98 | 9.9 | 0.98 | 9.73 | 0.98 | 11.03 | 0.98 | 8.71 | 0.99 | 8.88 | 0.99 | 9.03 | 0.99 | 9.09 | 0.99 | 8.98 | 0.99
GATESHEAD | 17.28 | 0.9 | 17.65 | 0.9 | 17.43 | 0.9 | 17.44 | 0.9 | 17.8 | 0.9 | 16.09 | 0.9 | 15.81 | 0.9 | 16.26 | 0.9 | 16.1 | 0.9 | 16.18 | 0.9
GORE HILL | 48.61 | 0.97 | 48.86 | 0.97 | 48.67 | 0.97 | 48.27 | 0.97 | 48.68 | 0.97 | 46.93 | 0.97 | 47.94 | 0.97 | 48.9 | 0.97 | 49.54 | 0.97 | 50.16 | 0.97
GREEN SQUARE | 54.23 | 1 | 54.77 | 1 | 56.09 | 1 | 58.03 | 1 | 58.42 | 1 | 46.15 | 1 | 48.05 | 1 | 49.75 | 1 | 52.21 | 1 | 55.41 | 1
GREENACRE | 65.2 | 0.9 | 66.43 | 0.9 | 67.9 | 0.9 | 69.33 | 0.9 | 71.27 | 0.9 | 45.19 | 0.9 | 45.2 | 0.9 | 46.47 | 0.9 | 47.91 | 0.9 | 48.82 | 0.9
HARBORD | 19.48 | 0.96 | 19.72 | 0.96 | 19.6 | 0.96 | 19.37 | 0.96 | 19.18 | 0.96 | 24 | 0.96 | 23.77 | 0.96 | 24.14 | 0.96 | 24.01 | 0.96 | 23.76 | 0.96
HOMEBUSH BAY | 41.98 | 1 | 42.31 | 1 | 42.17 | 1 | 42.67 | 1 | 43.01 | 1 | 32.59 | 0.98 | 32.87 | 0.98 | 33.9 | 0.98 | 34.47 | 0.98 | 35.53 | 0.98
HORNSBY | 61.64 | 0.96 | 62.29 | 0.96 | 62.47 | 0.96 | 62.99 | 0.96 | 63.35 | 0.96 | 58.47 | 0.95 | 58.84 | 0.95 | 60.38 | 0.95 | 61.5 | 0.95 | 62.96 | 0.95
HUNTERS HILL | 55.69 | 1 | 56.47 | 1 | 56.29 | 1 | 56.46 | 1 | 56.07 | 1 | 48.29 | 1 | 47.83 | 1 | 48.63 | 1 | 48.79 | 1 | 49.06 | 1
HURSTVILLE NORTH | 23.15 | 0.97 | 23.3 | 0.97 | 23.17 | 0.97 | 23 | 0.97 | 23.28 | 0.97 | 20.65 | 0.98 | 20.96 | 0.98 | 21.41 | 0.98 | 21.6 | 0.98 | 21.47 | 0.98
JANNALI | 28.59 | 1 | 29.37 | 1 | 29.28 | 1 | 29.28 | 1 | 29.38 | 1 | 28.17 | 1 | 27.69 | 1 | 28.2 | 1 | 27.84 | 1 | 27.55 | 1
JESMOND | 44.92 | 1 | 43.74 | 1 | 44.02 | 1 | 43.48 | 1 | 42.9 | 1 | 35.28 | 1 | 35.49 | 1 | 35 | 1 | 35.44 | 1 | 35.25 | 1
JEWELLS | 16.1 | 1 | 16.77 | 1 | 16.68 | 1 | 16.6 | 1 | 16.6 | 1 | 12.69 | 1 | 12.61 | 1 | 13.18 | 1 | 13.23 | 1 | 13.2 | 1
KILLARNEY | 12.74 | 0.99 | 12.91 | 0.99 | 12.86 | 0.99 | 12.78 | 0.99 | 14.05 | 0.99 | 12.12 | 0.99 | 12.15 | 0.99 | 12.31 | 0.99 | 12.24 | 0.99 | 12.12 | 0.99
KINGSFORD | 64.41 | 1 | 65.65 | 1 | 66.61 | 1 | 66.35 | 1 | 65.64 | 1 | 61.7 | 1 | 65.93 | 1 | 67.58 | 1 | 68.63 | 1 | 68.6 | 1
KIRRAWEE | 33.02 | 1 | 33.79 | 1 | 33.8 | 1 | 34.06 | 1 | 35.23 | 1 | 35.99 | 1 | 36.31 | 1 | 37.06 | 1 | 37.12 | 1 | 37.39 | 1
KOGARAH | 60.79 | 0.99 | 61.34 | 0.99 | 61.46 | 0.99 | 62.4 | 0.99 | 63.48 | 0.99 | 55.69 | 0.99 | 55.35 | 0.99 | 56.08 | 0.99 | 56.39 | 0.99 | 57.35 | 0.99
KOTARA | 19.56 | 0.99 | 19.69 | 0.99 | 19.52 | 0.99 | 19.36 | 0.99 | 19.32 | 0.99 | 15.77 | 1 | 15.61 | 1 | 15.71 | 1 | 15.57 | 1 | 15.45 | 1
KURNELL SOUTH | 5.95 | 0.98 | 6.47 | 0.98 | 6.85 | 0.98 | 6.85 | 0.98 | 6.71 | 0.98 | 5.79 | 0.98 | 5.82 | 0.98 | 6.4 | 0.98 | 6.91 | 0.98 | 7.04 | 0.98
KURRI | 31.07 | 0.98 | 32.85 | 0.98 | 32.9 | 0.98 | 35.54 | 0.98 | 35.86 | 0.98 | 22.77 | 0.98 | 22.5 | 0.98 | 23.8 | 0.98 | 23.69 | 0.98 | 26.06 | 0.98
LAKE MUNMORAH | 26.34 | 1 | 26.74 | 1 | 27.28 | 1 | 27.32 | 1 | 27.68 | 1 | 21.44 | 1 | 21.01 | 1 | 21.19 | 1 | 21.52 | 1 | 21.44 | 1
LEICHHARDT | 33.61 | 1 | 33.49 | 1 | 32.87 | 1 | 34 | 1 | 33.34 | 1 | 39.61 | 1 | 39.69 | 1 | 40.06 | 1 | 39.84 | 1 | 41.23 | 1
LEIGHTONFIELD | 22.17 | 1 | 22.37 | 1 | 23.7 | 1 | 24.74 | 1 | 26.99 | 1 | 19.7 | 1 | 20.43 | 1 | 20.72 | 1 | 22.11 | 1 | 23.18 | 1
LIDCOMBE | 24.92 | 0.91 | 26.98 | 0.91 | 28.19 | 0.91 | 28.14 | 0.91 | 28.56 | 0.91 | 16.48 | 0.91 | 17.83 | 0.91 | 19.99 | 0.91 | 21.42 | 0.91 | 21.61 | 0.91
LINDFIELD | 30.72 | 0.88 | 31.28 | 0.88 | 30.93 | 0.88 | 31.37 | 0.88 | 32.37 | 0.88 | 32.8 | 0.88 | 32.61 | 0.88 | 33.31 | 0.88 | 33.01 | 0.88 | 33.45 | 0.88
LISAROW | 22.98 | 0.99 | 23.41 | 0.99 | 23.88 | 0.99 | 24.34 | 0.99 | 24.37 | 0.99 | 19.31 | 0.99 | 19.01 | 0.99 | 19.24 | 0.99 | 19.56 | 0.99 | 19.89 | 0.99
LONG JETTY | 44.41 | 0.9 | 44.78 | 0.9 | 44.47 | 0.9 | 46.59 | 0.9 | 46.49 | 0.9 | 45.87 | 0.9 | 45.47 | 0.9 | 46.02 | 0.9 | 45.94 | 0.9 | 47.82 | 0.9
MACQUARIE PARK | 54.28 | 0.99 | 53.49 | 0.99 | 53.81 | 0.99 | 55.54 | 0.99 | 55.88 | 0.99 | 46.34 | 1 | 47.87 | 1 | 47.76 | 1 | 48.63 | 1 | 50.72 | 1
MAITLAND | 22.32 | 0.98 | 22.57 | 0.98 | 22.47 | 0.98 | 22.4 | 0.98 | 22.41 | 0.98 | 16.58 | 1 | 16.85 | 1 | 17.13 | 1 | 17.07 | 1 | 17.16 | 1
MANLY | 16 | 1 | 16.42 | 1 | 16.42 | 1 | 16.37 | 1 | 16.43 | 1 | 17.68 | 1 | 17.52 | 1 | 17.98 | 1 | 18.06 | 1 | 17.94 | 1
MAROUBRA | 49.91 | 0.9 | 50.8 | 0.9 | 54.58 | 0.9 | 54.43 | 0.9 | 54.35 | 0.9 | 53.48 | 0.9 | 53.64 | 0.9 | 54.59 | 0.9 | 58.21 | 0.9 | 58.3 | 0.9
MARRICKVILLE | 50.25 | 0.99 | 50.35 | 0.99 | 51.15 | 0.99 | 50.64 | 0.99 | 53.17 | 0.99 | 51.62 | 1 | 52 | 1 | 52.54 | 1 | 53.48 | 1 | 53.53 | 1
MARYLAND | 22.41 | 0.99 | 22.81 | 0.99 | 23.12 | 0.99 | 23.03 | 0.99 | 23.11 | 0.99 | 15.62 | 1 | 15.35 | 1 | 15.66 | 1 | 15.9 | 1 | 15.77 | 1
MASCOT | 30.86 | 0.97 | 31.14 | 0.97 | 31.84 | 0.97 | 32.86 | 0.97 | 33.12 | 0.97 | 23.39 | 0.97 | 25.46 | 0.97 | 26.17 | 0.97 | 27.52 | 0.97 | 29.01 | 0.97
MAYFIELD WEST | 21.73 | 0.98 | 19.24 | 0.98 | 18.75 | 0.98 | 18.87 | 0.98 | 20 | 0.98 | 21.5 | 0.98 | 22.08 | 0.98 | 20.25 | 0.98 | 20.09 | 0.98 | 20.51 | 0.98
MEADOWBANK | 69.22 | 0.95 | 69.97 | 0.95 | 69.69 | 0.95 | 69.88 | 0.95 | 71.09 | 0.95 | 56.78 | 0.95 | 57.43 | 0.95 | 57.99 | 0.95 | 57.81 | 0.95 | 57.85 | 0.95
MEDOWIE | 14.72 | 0.99 | 15.12 | 0.99 | 15.15 | 0.99 | 15.49 | 0.99 | 16.25 | 0.99 | 11.42 | 1 | 11.3 | 1 | 11.52 | 1 | 11.43 | 1 | 11.64 | 1
MENAI | 35 | 1 | 35.6 | 1 | 35.4 | 1 | 36.78 | 1 | 36.73 | 1 | 32.64 | 0.99 | 31.88 | 0.99 | 32.26 | 0.99 | 31.9 | 0.99 | 33.11 | 0.99
MERRIWA | 3.82 | 0.99 | 3.92 | 0.99 | 3.97 | 0.99 | 4.2 | 0.99 | 4.24 | 0.99 | 2.98 | 1 | 2.95 | 1 | 3.02 | 1 | 3.04 | 1 | 3.26 | 1
METFORD | 34.68 | 0.99 | 35.02 | 0.99 | 34.97 | 0.99 | 34.88 | 0.99 | 34.79 | 0.99 | 30.47 | 1 | 29.07 | 1 | 29.34 | 1 | 29.3 | 1 | 29.19 | 1
MILPERRA | 39.59 | 0.97 | 41.76 | 0.97 | 43.59 | 0.97 | 45.68 | 0.97 | 45.7 | 0.97 | 38.22 | 0.97 | 40.73 | 0.97 | 44 | 0.97 | 47.04 | 0.97 | 49.89 | 0.97
MIRANDA | 33.51 | 0.96 | 33.71 | 0.96 | 33.41 | 0.96 | 33.54 | 0.96 | 33.35 | 0.96 | 27.72 | 0.96 | 27.55 | 0.96 | 27.7 | 0.96 | 27.47 | 0.96 | 27.52 | 0.96
MITCHELL LINE | 8.39 | 0.99 | 8.61 | 0.99 | 8.86 | 0.99 | 9.01 | 0.99 | 9.12 | 0.99 | 7.38 | 1 | 7.65 | 1 | 7.87 | 1 | 8.09 | 1 | 8.26 | 1
MITCHELLS FLAT | 1.26 | 1 | 1.28 | 1 | 1.31 | 1 | 1.3 | 1 | 1.28 | 1 | 1.18 | 0.99 | 1.17 | 0.99 | 1.19 | 0.99 | 1.2 | 0.99 | 1.19 | 0.99
MONA VALE | 31.98 | 0.9 | 32.7 | 0.9 | 32.48 | 0.9 | 32.09 | 0.9 | 31.72 | 0.9 | 33.23 | 0.9 | 33.74 | 0.9 | 34.74 | 0.9 | 34.6 | 0.9 | 34.27 | 0.9
MOONAN | 1.09 | 0.9 | 1.13 | 0.9 | 1.17 | 0.9 | 1.2 | 0.9 | 1.2 | 0.9 | 1.02 | 0.9 | 1.05 | 0.9 | 1.14 | 0.9 | 1.15 | 0.9 | 1.19 | 0.9
MORISSET | 29.27 | 0.99 | 30.86 | 0.99 | 31.93 | 0.99 | 32.11 | 0.99 | 32.27 | 0.99 | 22.2 | 1 | 22.76 | 1 | 24.09 | 1 | 25.18 | 1 | 25.34 | 1
MORTDALE | 42.41 | 0.99 | 43.13 | 0.99 | 42.78 | 0.99 | 42.52 | 0.99 | 42.45 | 0.99 | 37.39 | 0.99 | 36.72 | 0.99 | 37.35 | 0.99 | 37.2 | 0.99 | 36.98 | 0.99
MOSMAN | 55 | 1 | 55.66 | 1 | 55.1 | 1 | 54.34 | 1 | 53.6 | 1 | 67.03 | 1 | 66.19 | 1 | 67.52 | 1 | 67.31 | 1 | 66.9 | 1
MOUNT HUTTON | 15.64 | 1 | 15.93 | 1 | 15.86 | 1 | 15.81 | 1 | 16.18 | 1 | 12.6 | 1 | 12.33 | 1 | 12.47 | 1 | 12.33 | 1 | 12.2 | 1
MUSWELLBROOK | 16.85 | 0.9 | 17.07 | 0.9 | 17.53 | 0.9 | 17.44 | 0.9 | 17.48 | 0.9 | 15.94 | 0.9 | 16.24 | 0.9 | 16.47 | 0.9 | 16.8 | 0.9 | 17.07 | 0.9
NARRABEEN | 13.2 | 0.96 | 13.3 | 0.96 | 13.34 | 0.96 | 13.31 | 0.96 | 13.27 | 0.96 | 12.42 | 0.96 | 12.2 | 0.96 | 12.29 | 0.96 | 12.32 | 0.96 | 12.28 | 0.96
NELSON BAY | 29.71 | 0.97 | 30.92 | 0.97 | 31.06 | 0.97 | 30.92 | 0.97 | 31.07 | 0.97 | 23.48 | 0.98 | 23.32 | 0.98 | 24.3 | 0.98 | 24.26 | 0.98 | 24.53 | 0.98
NEW LAMBTON | 16.05 | 0.99 | 16.26 | 0.99 | 16.22 | 0.99 | 16.18 | 0.99 | 16.16 | 0.99 | 12.44 | 1 | 12.51 | 1 | 12.73 | 1 | 12.73 | 1 | 12.72 | 1
NEWCASTLE CBD | 46.96 | 0.99 | 47 | 0.99 | 46.93 | 0.99 | 46.64 | 0.99 | 46.83 | 0.99 | 31.41 | 1 | 31.4 | 1 | 31.72 | 1 | 32.11 | 1 | 32.38 | 1
NEWPORT | 12.88 | 0.98 | 13 | 0.98 | 12.87 | 0.98 | 12.78 | 0.98 | 12.73 | 0.98 | 16.16 | 0.98 | 15.97 | 0.98 | 16.17 | 0.98 | 16.04 | 0.98 | 15.91 | 0.98
NORAVILLE | 21.28 | 0.98 | 21.85 | 0.98 | 21.74 | 0.98 | 21.69 | 0.98 | 22.21 | 0.98 | 22.93 | 0.98 | 22.62 | 0.98 | 23.28 | 0.98 | 23.18 | 0.98 | 23.11 | 0.98
NORTH HEAD | 15.85 | 0.92 | 15.76 | 0.92 | 15.65 | 0.92 | 15.57 | 0.92 | 15.45 | 0.92 | 17.56 | 0.92 | 17.67 | 0.92 | 17.66 | 0.92 | 17.6 | 0.92 | 17.56 | 0.92
NORTH SYDNEY | 61.78 | 0.99 | 62.01 | 0.99 | 61.56 | 0.99 | 63.91 | 0.99 | 63.76 | 0.99 | 52.3 | 1 | 54.21 | 1 | 55.6 | 1 | 56.34 | 1 | 59.39 | 1
NULKABA | 16.23 | 0.98 | 16.41 | 0.98 | 16.32 | 0.98 | 16.36 | 0.98 | 16.51 | 0.98 | 13.26 | 0.99 | 13.38 | 0.99 | 13.6 | 0.99 | 13.6 | 0.99 | 13.72 | 0.99
OLYMPIC PARK | 34.53 | 0.99 | 35.68 | 0.99 | 35.21 | 0.99 | 35.74 | 0.99 | 36.24 | 0.99 | 23.44 | 1 | 25.89 | 1 | 26.93 | 1 | 26.78 | 1 | 27.35 | 1
PADDINGTON | 32.89 | 1 | 32.74 | 1 | 32.29 | 1 | 32.44 | 1 | 32.22 | 1 | 28.62 | 1 | 28.63 | 1 | 28.68 | 1 | 28.44 | 1 | 28.25 | 1
PAXTON | 10.84 | 0.9 | 10.84 | 0.9 | 10.74 | 0.9 | 10.65 | 0.9 | 10.52 | 0.9 | 9.68 | 0.9 | 9.61 | 0.9 | 9.7 | 0.9 | 9.64 | 0.9 | 9.62 | 0.9
PEATS RIDGE | 11.07 | 0.96 | 11.36 | 0.96 | 11.27 | 0.96 | 11.31 | 0.96 | 10.76 | 0.96 | 12.91 | 0.8 | 13.19 | 0.8 | 13.69 | 0.8 | 14.12 | 0.8 | 14.27 | 0.8
PELICAN | 13.5 | 0.99 | 14.29 | 0.99 | 14.12 | 0.99 | 16.4 | 0.99 | 16.32 | 0.99 | 10.47 | 1 | 10.56 | 1 | 11.26 | 1 | 11.3 | 1 | 13.37 | 1
PENNANT HILLS | 69.92 | 1 | 71.46 | 1 | 72.31 | 1 | 74.13 | 1 | 75.09 | 1 | 52.38 | 1 | 51.27 | 1 | 52.14 | 1 | 52.63 | 1 | 54.04 | 1
PORT BOTANY | 24.61 | 0.97 | 26.18 | 0.97 | 28 | 0.97 | 30.25 | 0.97 | 32.12 | 0.97 | 15.91 | 0.97 | 24.54 | 0.97 | 26.08 | 0.97 | 27.91 | 0.97 | 30.13 | 0.97
POTTS HILL | 35.54 | 0.98 | 35.54 | 0.98 | 36.36 | 0.98 | 36.08 | 0.98 | 36.06 | 0.98 | 35.26 | 0.99 | 34.66 | 0.99 | 34.94 | 0.99 | 35.95 | 0.99 | 35.95 | 0.99
PUNCHBOWL | 43.8 | 1 | 44.59 | 1 | 44.4 | 1 | 44.08 | 1 | 44.29 | 1 | 39.44 | 1 | 39.64 | 1 | 40.44 | 1 | 40.35 | 1 | 40.19 | 1
PYMBLE | 30.59 | 0.98 | 30.93 | 0.98 | 31.06 | 0.98 | 31.68 | 0.98 | 32.41 | 0.98 | 29.17 | 0.98 | 29.15 | 0.98 | 29.48 | 0.98 | 29.66 | 0.98 | 30.22 | 0.98
RATHMINES | 14.9 | 0.99 | 15.13 | 0.99 | 14.96 | 0.99 | 15.14 | 0.99 | 15.03 | 0.99 | 11.78 | 1 | 11.42 | 1 | 11.55 | 1 | 11.4 | 1 | 11.56 | 1
RAYMOND TERRACE | 23.36 | 0.98 | 24.62 | 0.98 | 26.96 | 0.98 | 28.56 | 0.98 | 29.07 | 0.98 | 17.94 | 0.99 | 17.72 | 0.99 | 18.58 | 0.99 | 20.38 | 0.99 | 21.46 | 0.99
REVESBY | 48.94 | 0.94 | 49.84 | 0.94 | 49.82 | 0.94 | 50.59 | 0.94 | 50.65 | 0.94 | 38.87 | 0.94 | 40.23 | 0.94 | 40.62 | 0.94 | 40.22 | 0.94 | 40.48 | 0.94
RIVERWOOD | 30.31 | 0.95 | 31.23 | 0.95 | 31.44 | 0.95 | 31.77 | 0.95 | 31.82 | 0.95 | 26.65 | 0.95 | 26.06 | 0.95 | 26.75 | 0.95 | 26.84 | 0.95 | 27.04 | 0.95
ROCKDALE | 49.18 | 0.99 | 51.92 | 0.99 | 52.54 | 0.99 | 54.99 | 0.99 | 55.88 | 0.99 | 42.95 | 1 | 46.38 | 1 | 48.89 | 1 | 49.61 | 1 | 51.86 | 1
ROSE BAY | 36.21 | 1 | 36.69 | 1 | 36.27 | 1 | 37.1 | 1 | 37.08 | 1 | 43.38 | 1 | 42.97 | 1 | 43.65 | 1 | 43.42 | 1 | 44.28 | 1
ROTHBURY | 11.83 | 1 | 12.2 | 1 | 12.82 | 1 | 12.65 | 1 | 13.82 | 1 | 10.51 | 0.99 | 10.43 | 0.99 | 10.82 | 0.99 | 11.46 | 0.99 | 12.73 | 0.99
ROUCHEL | 1.16 | 0.96 | 1.19 | 0.96 | 1.23 | 0.96 | 1.27 | 0.96 | 1.29 | 0.96 | 1.01 | 0.96 | 1.06 | 0.96 | 1.1 | 0.96 | 1.15 | 0.96 | 1.19 | 0.96
RUTHERFORD | 26.08 | 0.98 | 27.51 | 0.98 | 28.99 | 0.98 | 29.39 | 0.98 | 30.5 | 0.98 | 25.1 | 0.99 | 25.06 | 0.99 | 26.42 | 0.99 | 27.83 | 0.99 | 28.27 | 0.99
SANS SOUCI | 21.3 | 0.98 | 21.67 | 0.98 | 21.48 | 0.98 | 21.35 | 0.98 | 21.29 | 0.98 | 17.23 | 0.98 | 17.71 | 0.98 | 17.98 | 0.98 | 17.79 | 0.98 | 17.62 | 0.98
SCONE | 16.01 | 0.99 | 16.25 | 0.99 | 16.53 | 0.99 | 16.61 | 0.99 | 17.03 | 0.99 | 13.66 | 0.99 | 13.56 | 0.99 | 13.75 | 0.99 | 14.12 | 0.99 | 14.51 | 0.99
SEFTON | 49.2 | 0.96 | 49.93 | 0.96 | 49.64 | 0.96 | 49.62 | 0.96 | 52.75 | 0.96 | 39.26 | 0.96 | 39.01 | 0.96 | 39.56 | 0.96 | 39.29 | 0.96 | 39.2 | 0.96
SINGLETON | 18.35 | 0.9 | 18.5 | 0.9 | 18.12 | 0.9 | 17.84 | 0.9 | 17.58 | 0.9 | 16.22 | 0.9 | 17.41 | 0.9 | 17.91 | 0.9 | 17.95 | 0.9 | 18.04 | 0.9
SINGLETON NORTH | 14.41 | 0.99 | 14.64 | 0.99 | 15.29 | 0.99 | 15.42 | 0.99 | 16.1 | 0.99 | 11.36 | 0.99 | 11.18 | 0.99 | 11.54 | 0.99 | 12.17 | 0.99 | 12.36 | 0.99
SOMERSBY | 16.37 | 0.99 | 16.99 | 0.99 | 16.95 | 0.99 | 19.59 | 0.99 | 19.95 | 0.99 | 17.49 | 0.99 | 17.41 | 0.99 | 18.33 | 0.99 | 18.7 | 0.99 | 21.7 | 0.99
ST IVES | 44.84 | 0.97 | 45.67 | 0.97 | 45.44 | 0.97 | 45.36 | 0.97 | 45.26 | 0.97 | 39.36 | 0.97 | 39.08 | 0.97 | 39.55 | 0.97 | 39.07 | 0.97 | 38.66 | 0.97
ST PETERS | 85.72 | 0.99 | 86.21 | 0.99 | 86 | 0.99 | 87.21 | 0.99 | 90.14 | 0.99 | 58.78 | 1 | 60.34 | 1 | 61.53 | 1 | 62.23 | 1 | 63.94 | 1
STOCKTON | 8.48 | 1 | 8.62 | 1 | 8.54 | 1 | 8.45 | 1 | 8.39 | 1 | 6.81 | 1 | 6.8 | 1 | 6.9 | 1 | 6.85 | 1 | 6.79 | 1
STRATHFIELD SOUTH | 30.28 | 0.99 | 31.23 | 0.99 | 30.94 | 0.99 | 30.75 | 0.99 | 30.55 | 0.99 | 25.1 | 0.99 | 25.84 | 0.99 | 26.71 | 0.99 | 26.61 | 0.99 | 26.56 | 0.99
SUMMER HILL | 55.74 | 0.9 | 57.61 | 0.9 | 57.45 | 0.9 | 58.03 | 0.9 | 58.94 | 0.9 | 56.09 | 0.9 | 55.64 | 0.9 | 57.45 | 0.9 | 57.25 | 0.9 | 57.74 | 0.9
SURRY HILLS | 38.93 | 0.9 | 58.83 | 0.9 | 58.78 | 0.9 | 58.77 | 0.9 | 59.41 | 0.9 | 28.39 | 0.9 | 28.5 | 0.9 | 44.68 | 0.9 | 44.88 | 0.9 | 45.47 | 0.9
SWANSEA | 16.82 | 1 | 17.16 | 1 | 17.32 | 1 | 17.32 | 1 | 17.36 | 1 | 13.68 | 1 | 13.46 | 1 | 13.62 | 1 | 13.65 | 1 | 13.53 | 1
TANILBA BAY | 13 | 0.95 | 13.14 | 0.95 | 13.13 | 0.95 | 13.22 | 0.95 | 13.21 | 0.95 | 10.33 | 1 | 10.2 | 1 | 10.32 | 1 | 10.56 | 1 | 11.05 | 1
TARRO | 16.78 | 0.97 | 17.62 | 0.97 | 17.34 | 0.97 | 17.57 | 0.97 | 16.13 | 0.97 | 15.47 | 0.96 | 15.46 | 0.96 | 16.34 | 0.96 | 16.26 | 0.96 | 16.87 | 0.96
TELARAH | 16.34 | 1 | 16.77 | 1 | 17 | 1 | 17.1 | 1 | 17.43 | 1 | 9.97 | 1 | 10.4 | 1 | 10.61 | 1 | 10.69 | 1 | 10.69 | 1
TERREY HILLS | 13.9 | 0.94 | 14.27 | 0.94 | 14.08 | 0.94 | 14.19 | 0.94 | 14.4 | 0.94 | 12.4 | 0.94 | 13.22 | 0.94 | 13.99 | 0.94 | 14.18 | 0.94 | 14.57 | 0.94
THORNTON | 36.73 | 0.93 | 37.54 | 0.93 | 37.75 | 0.93 | 38.65 | 0.93 | 38.76 | 0.93 | 28.13 | 0.91 | 27.88 | 0.91 | 28.5 | 0.91 | 28.76 | 0.91 | 29.73 | 0.91
TIGHES HILL | 28.3 | 0.99 | 28.43 | 0.99 | 27.99 | 0.99 | 28.73 | 0.99 | 28.65 | 0.99 | 26.07 | 0.99 | 27.26 | 0.99 | 27.69 | 0.99 | 27.6 | 0.99 | 28.74 | 0.99
TOMAGO | 10.36 | 0.95 | 10.23 | 0.95 | 10 | 0.95 | 12.25 | 0.95 | 12.71 | 0.95 | 10.56 | 0.96 | 10.78 | 0.96 | 11.18 | 0.96 | 11.44 | 0.96 | 13.79 | 0.96
TOMALPIN | 1.49 | 0.9 | 1.46 | 0.9 | 1.44 | 0.9 | 1.42 | 0.9 | 1.39 | 0.9 | 1.45 | 0.93 | 1.45 | 0.93 | 1.43 | 0.93 | 1.42 | 0.93 | 1.4 | 0.93
TOMAREE | 18.56 | 0.99 | 18.85 | 0.99 | 18.61 | 0.99 | 18.36 | 0.99 | 18.16 | 0.99 | 15.82 | 1 | 15.71 | 1 | 15.98 | 1 | 15.82 | 1 | 15.64 | 1
TOP RYDE | 45.27 | 0.99 | 45.55 | 0.99 | 45.3 | 0.99 | 45.81 | 0.99 | 45.99 | 0.99 | 39.04 | 0.99 | 40.3 | 0.99 | 40.66 | 0.99 | 40.68 | 0.99 | 41.28 | 0.99
TORONTO WEST | 20.68 | 0.99 | 21.08 | 0.99 | 21.6 | 0.99 | 22.43 | 0.99 | 22.61 | 0.99 | 16.83 | 1 | 16.95 | 1 | 17.22 | 1 | 17.7 | 1 | 18.53 | 1
TURRAMURRA | 33.51 | 1 | 34.86 | 1 | 35.2 | 1 | 35.45 | 1 | 35.18 | 1 | 33.85 | 1 | 33.72 | 1 | 35.1 | 1 | 35.47 | 1 | 35.74 | 1
UMINA | 28.44 | 0.95 | 29.4 | 0.95 | 29.4 | 0.95 | 29.54 | 0.95 | 29.73 | 0.95 | 28.3 | 0.95 | 27.66 | 0.95 | 28.7 | 0.95 | 28.74 | 0.95 | 29.06 | 0.95
VALES POINT | 2.45 | 0.83 | 2.37 | 0.83 | 2.31 | 0.83 | 2.26 | 0.83 | 2.19 | 0.83 | 6.19 | 0.83 | 6.23 | 0.83 | 6.17 | 0.83 | 6.13 | 0.83 | 6.11 | 0.83
WAMBERAL | 15.5 | 1 | 15.98 | 1 | 15.99 | 1 | 15.89 | 1 | 15.82 | 1 | 14.5 | 1 | 14.24 | 1 | 14.54 | 1 | 14.68 | 1 | 14.48 | 1
WAVERLEY | 32.56 | 1 | 32.89 | 1 | 32.65 | 1 | 32.24 | 1 | 31.96 | 1 | 41.12 | 1 | 40.7 | 1 | 41.4 | 1 | 41.3 | 1 | 41.02 | 1
WEST GOSFORD | 47.34 | 0.99 | 47.6 | 0.99 | 47.67 | 0.99 | 47.22 | 0.99 | 46.83 | 0.99 | 41.03 | 1 | 40.45 | 1 | 41.29 | 1 | 41.79 | 1 | 43.32 | 1
WILLIAMTOWN | 5.1 | 1 | 5.18 | 1 | 6.27 | 1 | 6.34 | 1 | 8.25 | 1 | 4.43 | 1 | 4.59 | 1 | 4.67 | 1 | 5.64 | 1 | 7 | 1
WOY WOY | 23.22 | 0.96 | 23.65 | 0.96 | 23.62 | 0.96 | 23.6 | 0.96 | 23.65 | 0.96 | 21.86 | 0.96 | 21.52 | 0.96 | 21.95 | 0.96 | 21.95 | 0.96 | 21.92 | 0.96
WYONG | 43.77 | 0.99 | 44.72 | 0.99 | 48.24 | 0.99 | 49.85 | 0.99 | 50.51 | 0.99 | 33.53 | 1 | 34.6 | 1 | 35.47 | 1 | 38.95 | 1 | 40.59 | 1
ZETLAND | 76.39 | 0.99 | 77.75 | 0.99 | 77.45 | 0.99 | 77.3 | 0.99 | 78.12 | 0.99 | 49.85 | 0.99 | 57.01 | 0.99 | 58.33 | 0.99 | 58.13 | 0.99 | 58.69 | 0.99
MATRAVILLE | 24.74 | 1 | 24.68 | 1 | 24.32 | 1 | 23.78 | 1 | 23.24 | 1 | 30.85 | 1 | 30.5 | 1 | 30.64 | 1 | 30.49 | 1 | 30.09 | 1
RNS HOSPITAL | 10.49 | 1 | 10.42 | 1 | 10.54 | 1 | 10.41 | 1 | 10.31 | 1 | 7.93 | 1 | 7.87 | 1 | 7.84 | 1 | 7.96 | 1 | 7.87 | 1
LEMINGTON | 2.18 | 0.95 | 2.18 | 0.95 | 2.1 | 0.95 | 2.04 | 0.95 | 1.96 | 0.95 | 1.82 | 0.97 | 1.83 | 0.97 | 1.85 | 0.97 | 1.82 | 0.97 | 1.77 | 0.97
MOUNT THORLEY | 6.02 | 0.99 | 6.14 | 0.99 | 5.93 | 0.99 | 5.86 | 0.99 | 5.77 | 0.99 | 5.48 | 1 | 5.51 | 1 | 5.87 | 1 | 5.98 | 1 | 6.08 | 1
NEWDELL | 2.57 | 0.96 | 2.49 | 0.96 | 2.38 | 0.96 | 2.25 | 0.96 | 2.13 | 0.96 | 2.62 | 0.97 | 2.59 | 0.97 | 2.52 | 0.97 | 2.44 | 0.97 | 2.36 | 0.97
GWAWLEY BAY | 26.6 | 1 | 27.72 | 1 | 27.74 | 1 | 27.93 | 1 | 27.81 | 1 | 24.26 | 0.99 | 24.22 | 0.99 | 25.34 | 0.99 | 25.4 | 0.99 | 25.52 | 0.99
LUCAS HEIGHTS | 8.77 | 0.91 | 8.73 | 0.91 | 8.72 | 0.91 | 8.75 | 0.91 | 8.74 | 0.91 | 5.52 | 0.91 | 5.6 | 0.91 | 5.59 | 0.91 | 5.6 | 0.91 | 5.64 | 0.91
GRAVING DOCK NO 1 | 7.7 | 0.9 | 7.7 | 0.9 | 7.7 | 0.9 | 7.7 | 0.9 | 7.7 | 0.9 | 4.3 | 0.9 | 4.3 | 0.9 | 4.3 | 0.9 | 4.3 | 0.9 | 4.3 | 0.9
GRAVING DOCK NO 2 | 5.7 | 0.9 | 5.7 | 0.9 | 5.7 | 0.9 | 5.7 | 0.9 | 5.7 | 0.9 | 7.4 | 0.9 | 7.4 | 0.9 | 7.4 | 0.9 | 7.4 | 0.9 | 7.4 | 0.9

## Tech Spec (STS)
Technical Specifications - Transmission Substation
Name | Voltage Level | Summer | [5 empty] | Winter
|  | Total Capacity (MVA) | Firm Capacity (MVA) | Load Transfer Capacity (MVA) | 95% Peak Load Exceeded (hrs/yr) | Embedded Generation - Solar PV (MW) | Embedded Generation - Other (MW) | Total Capacity (MVA) | Firm Capacity (MVA) | Load Transfer Capacity (MVA) | 95% Peak Load Exceeded (hrs/yr) | Embedded Generation - Solar PV (MW) | Embedded Generation - Other (MW)
ALEXANDRIA | 132/33kV | 275.73 | 142.9 | 0 | 0.5 | 0 | 0 | 275.7 | 142.9 | 0 |  | 0 | 0
ARGENTON | 132/33kV | 285.8 | 142.9 | 0 | 1.5 | 59.9708 | 0.5204 | 285.8 | 142.9 | 0 |  | 56.1401 | 0.5138
AWABA | 132/33kV | 135.1 | 68.6 | 0 | 0.5 | 0.116 | 0 | 137.2 | 68.6 | 0 |  | 0.116 | 0
BANKSTOWN | 132/33kV | 206.5 | 139.4 | 0 | 2.5 | 20.6395 | 0 | 206.5 | 147.2 | 0 |  | 19.027 | 0
BERESFIELD | 132/33kV | 239.8 | 150.1 | 0 | 1.8 | 60.7107 | 2.62 | 239.8 | 158.6 | 0 |  | 56.3233 | 2.62
BUNNERONG NORTH | 132/33kV | 505.1 | 312.6 | 0 | 36.5 | 29.2665 | 16.664 | 505.1 | 312.6 | 0 |  | 27.0089 | 14.664
CANTERBURY | 132/33kV | 285.6 | 186.6 | 0 | 2 | 35.7609 | 0 | 310.9 | 205.3 | 0 | 0.8 | 32.4222 | 0
ERARING | 132/33kV | 114.3 | 57.2 | 0 | 1.3 | 11.5215 | 0 | 114.3 | 57.2 | 0 |  | 10.3634 | 0
GOSFORD | 132/33kV | 71.4 | 0.1 | 0 | 1.5 | 13.759 | 0.00616 | 71.5 | 0.1 | 0 |  | 12.6942 | 0.00616
HOMEBUSH | 132/33kV | 399.36 | 280.53 | 0 | 0.5 | 10.7396 | 0 | 399.36 | 285.79 | 0 | 0 | 9.9345 | 0
KOORAGANG | 132/33kV | 285.79 | 142.89 | 0 | 1.25 | 0.13963 | 0 | 285.79 | 142.89 | 0 | 0.75 | 0.07843 | 0
KURINGAI | 132/33kV | 391.3 | 260.87 | 0 | 0.5 | 67.9675 | 0.0406 | 408.11 | 274.36 | 0 | 0 | 61.3605 | 0.0316
KURRI | 132/33kV | 223.43 | 156.15 | 0 | 1.75 | 85.0209 | 10.0323 | 242.98 | 161.98 | 0 | 0 | 78.272 | 10.0323
MACQUARIE | 132/33kV | 272.07 | 272.07 | 0 | 13.5 | 0 | 0 | 142.89 | 142.89 | 0 | 0 | 0 | 0
MEREWETHER | 132/33kV | 403.48 | 274.36 | 0 | 0.5 | 75.2047 | 2.4449 | 403.48 | 274.36 | 0 | 0 | 69.7482 | 2.1329
MITCHELL LINE | 132/66kV | 277.33 | 141.29 | 0 | 3.75 | 21.3266 | 6.3016 | 299.28 | 149.64 | 0 | 0 | 19.6861 | 5.5816
MUNMORAH | 132/33kV | 156.27 | 80.99 | 0 | 0.25 | 16.1303 | 0.0066 | 156.27 | 80.99 | 0 | 6 | 15.2327 | 0.0066
MUSWELLBROOK | 132/33kV | 134.43 | 72.02 | 0 | 2.5 | 8.8885 | 0 | 147.92 | 76.13 | 0 | 0 | 8.4507 | 0
OURIMBAH | 132/33kV |  |  | 0 | 0 | 6.0705 | 0.007 |  |  | 0 | 0 | 5.8282 | 0.007
PEAKHURST | 132/33kV | 272.07 | 142.89 | 0 | 3.5 | 52.2099 | 0.23616 | 272.07 | 142.89 | 0 | 0 | 47.8024 | 0.23616
PORT HACKING | 132/33kV | 236.63 | 159.13 | 0 | 2 | 34.0642 | 22.2602 | 242.98 | 161.98 | 0 | 0 | 30.9705 | 22.2602
PYRMONT | 132/33kV | 299.05 | 169.99 | 0 | 12.75 | 2.6784 | 0 | 299.05 | 173.47 | 0 | 0 | 2.3119 | 0
ROZELLE | 132/33kV | 142.09 | 72.13 | 0 | 0 | 0 | 0 | 142.09 | 76.19 | 0 | 1.25 | 0 | 0
SINGLETON | 132/66kV | 405.71 | 284.42 | 0 | 7.25 | 42.4275 | 12.8828 | 428.68 | 285.79 | 0 | 0 | 39.4494 | 12.7866
SURRY HILLS | 132/33kV | 466.41 | 346.72 | 0 | 4.75 | 3.963 | 4.2275 | 466.41 | 346.72 | 0 | 0 | 3.502 | 4.2275
SYDNEY EAST | 132/33kV | 233.2 | 118.14 | 0 | 0.25 | 42.2173 | 1.021 | 233.2 | 128.83 | 0 | 0 | 38.0032 | 1.021
TOMAGO | 132/33kV | 219.31 | 153.07 | 0 | 0.75 | 79.7402 | 0.5 | 241.26 | 161.76 | 0 | 0 | 73.748 | 0
WARRINGAH | 132/33kV | 493.39 | 305.28 | 0 | 0 | 79.983 | 2.5145 | 503.96 | 332.66 | 0 | 9.5 | 72.5088 | 2.5145
WILLOUGHBY | 132/33kV | 338.14 | 225.43 | 0 | 0.75 | 17.3523 | 0.1 | 349.8 | 239.03 | 0 | 0 | 15.9806 | 0.1
GOSFORD | 132/66kV | 349.8 | 225.43 | 0 | 0.25 | 74.7745 | 2.8226 | 349.8 | 233.2 | 0 | 0 | 68.7909 | 2.3261
OURIMBAH | 132/66kV | 216.06 | 91.8 | 0 | 0.75 | 27.7114 | 0 | 216.06 | 91.8 | 0 | 1.5 | 26.0418 | 0
WARATAH | 132/33kV | 146.55 | 76.9 | 0 | 0 | 0 | 0 | 155.47 | 77.7 | 0 | 0 | 0 | 0
MORISSET | 132/33kV | 60.07 | 0 | 0 | 0 | 0 | 0 | 60.07 | 0 | 0 | 2.25 | 0 | 0

## Actual Demand (STS)
Actual Demand - Transmission Substation
Name | Summer | [5 empty] | Winter
| 2022/23 (MVA) | 2022/23 (PF) | 2023/24 (MVA) | 2023/24 (PF) | 2024/25 (MVA) | 2024/25 (PF) | 2022 (MVA) | 2022 (PF) | 2023 (MVA) | 2023 (PF) | 2024 (MVA) | 2024 (PF)
ALEXANDRIA | 26.19 | 1 | 25.5 | 1 | 24.54 | 1 | 28.91 | 1 | 22.42 | 1 | 24.42 | 0.99
ARGENTON | 88.69 | 0.98 | 93.23 | 0.98 | 105.25 | 0.98 | 62.75 | 1 | 58.55 | 1 | 62.51 | 1
AWABA | 9.79 | 1 | 4.3 | 1 | 8.13 | 0.97 | 8.35 | 0.95 | 6.5 | 0.99 | 8.15 | 0.96
BANKSTOWN | 69.18 | 0.9 | 70.14 | 0.9 | 66.76 | 0.9 | 62.95 | 0.9 | 63.55 | 0.9 | 65.15 | 0.9
BERESFIELD | 94.27 | 0.97 | 110.2 | 0.95 | 113.91 | 0.97 | 67.7 | 0.99 | 67.05 | 0.99 | 70.09 | 1
BUNNERONG NORTH | 181.08 | 0.94 | 168.5 | 1 | 154.1 | 1 | 171.69 | 0.98 | 150.68 | 1 | 144.92 | 1
CANTERBURY | 115.58 | 0.99 | 120.19 | 1 | 112.96 | 1 | 110.51 | 1 | 109.13 | 1 | 112.65 | 1
ERARING | 17.52 | 0.99 | 18.88 | 0.98 | 17.04 | 0.98 | 15.64 | 0.95 | 14.99 | 0.99 | 17.19 | 1
GOSFORD | 22.42 | 0.98 | 27.03 | 0.9 | 22.12 | 0.98 | 25.81 | 0.99 | 26.27 | 0.9 | 24.8 | 0.97
HOMEBUSH | 99.43 | 1 | 101.46 | 1 | 105.29 | 1 | 76.61 | 1 | 76.09 | 1 | 77.99 | 1
KOORAGANG | 68.73 | 0.93 | 65.43 | 0.97 | 71.29 | 0.97 | 66.18 | 0.93 | 65.87 | 0.99 | 70.88 | 0.99
KURINGAI | 140.06 | 0.9 | 138.47 | 1 | 140.97 | 0.99 | 144.05 | 0.9 | 127.81 | 1 | 125.97 | 1
KURRI | 116.86 | 0.98 | 129.8 | 0.96 | 130.51 | 0.96 | 86.06 | 0.97 | 93.82 | 0.99 | 80.24 | 1
MACQUARIE | 26.38 | 0.98 | 39.92 | 0.99 | 49.67 | 1 | 22.93 | 0.9 | 28.75 | 0.99 | 36.62 | 1
MEREWETHER | 158.4 | 0.9 | 159.93 | 0.98 | 184.66 | 0.98 | 131.98 | 0.9 | 123.07 | 1 | 126.43 | 1
MITCHELL LINE | 70.09 | 0.97 | 77.64 | 0.9 | 79.27 | 0.99 | 69.4 | 0.9 | 70.39 | 0.9 | 68.23 | 0.99
MUNMORAH | 28.73 | 0.97 | 27.13 | 0.97 | 26.44 | 0.96 | 28.54 | 0.96 | 26.04 | 0.98 | 27.37 | 0.98
MUSWELLBROOK | 15.69 | 0.98 | 12.86 | 0.98 | 17.33 | 0.99 | 13.89 | 0.99 | 13.81 | 0.99 | 13.53 | 1
OURIMBAH | 11.84 | 0.94 | 15.7 | 0.93 | 14.4 | 0.93 | 11.15 | 0.97 | 10.87 | 0.97 | 12.8 | 0.97
PEAKHURST | 112.06 | 1 | 117.87 | 1 | 109.23 | 1 | 108.33 | 0.95 | 97.92 | 1 | 102.31 | 1
PORT HACKING | 93.18 | 0.99 | 87.06 | 0.9 | 79.44 | 1 | 85.62 | 1 | 76.09 | 0.9 | 64.74 | 1
PYRMONT | 71.32 | 0.9 | 67.14 | 0.98 | 63.74 | 0.99 | 59.41 | 0.9 | 53.22 | 0.99 | 54.54 | 0.99
ROZELLE | 9.62 | 0.9 | 9.49 | 0.97 | 7.94 | 0.98 | 12.04 | 0.67 | 13.13 | 0.94 | 8.43 | 1
SINGLETON | 137.29 | 0.94 | 151.28 | 0.9 | 137.33 | 0.95 | 136.9 | 0.95 | 136.09 | 0.9 | 127.79 | 0.95
SURRY HILLS | 134.65 | 0.99 | 115.7 | 0.98 | 117.62 | 1 | 122.51 | 1 | 120.33 | 0.9 | 100.73 | 1
SYDNEY EAST | 71.81 | 0.98 | 71.36 | 1 | 72.68 | 0.99 | 70.58 | 0.98 | 66.53 | 1 | 68.06 | 1
TOMAGO | 115.7 | 0.98 | 129.46 | 0.97 | 132.36 | 0.96 | 96.25 | 0.99 | 95.55 | 0.99 | 101.12 | 0.98
WARRINGAH | 161.31 | 1 | 161.88 | 1 | 159.18 | 1 | 204.4 | 1 | 162.53 | 1 | 168.9 | 1
WILLOUGHBY | 95.08 | 1 | 114.37 | 0.99 | 117.55 | 0.99 | 103.97 | 0.97 | 95.6 | 1 | 99.62 | 1
GOSFORD | 127.03 | 0.99 | 133.07 | 0.99 | 134.71 | 0.99 | 113.83 | 1 | 107.79 | 1 | 108.76 | 1
OURIMBAH | 48.94 | 0.99 | 49.87 | 0.99 | 48.79 | 0.99 | 48.35 | 0.99 | 46.26 | 1 | 48.13 | 1
WARATAH | 63.42 | 0.9 | 58.22 | 0.9 | 17.27 | 0.9 | 69.04 | 0.9 | 62.33 | 0.9 | 15.24 | 0.9
MORISSET | 20.12 | 0.85 | 10.95 | 0.91 | 7.52 | 0.96 | 18.6 | 0.81 | 13.94 | 0.83 | 9.06 | 0.93

## Demand Forecast (STS)
Demand Forecast - Transmission Substation
Name | Summer | [9 empty] | Winter
| 2025/26 (MVA) | 2025/26 (PF) | 2026/27 (MVA) | 2026/27 (PF) | 2027/28 (MVA) | 2027/28 (PF) | 2028/29 (MVA) | 2028/29 (PF) | 2029/30 (MVA) | 2029/30 (PF) | 2025 (MVA) | 2025 (PF) | 2026 (MVA) | 2026 (PF) | 2027 (MVA) | 2027 (PF) | 2028 (MVA) | 2028 (PF) | 2029 (MVA) | 2029 (PF)
ALEXANDRIA | 48.87 | 1 | 54.5 | 1 | 62.84 | 1 | 78.08 | 1 | 93.27 | 1 | 24.37 | 1 | 46.85 | 1 | 51.68 | 1 | 58.83 | 1 | 71.93 | 1
ARGENTON | 78.33 | 0.98 | 79.48 | 0.98 | 79.42 | 0.98 | 79.24 | 0.98 | 79.36 | 0.98 | 64.54 | 1 | 63.88 | 1 | 64.78 | 1 | 64.84 | 1 | 64.66 | 1
AWABA | 9.34 | 1 | 9.3 | 1 | 23.85 | 1 | 23.87 | 1 | 23.88 | 1 | 6.74 | 0.99 | 6.85 | 0.99 | 6.83 | 0.99 | 23.03 | 0.99 | 23.05 | 0.99
BANKSTOWN | 71.47 | 0.9 | 73.23 | 0.9 | 72.91 | 0.9 | 72.71 | 0.9 | 72.97 | 0.9 | 66.82 | 0.9 | 67.03 | 0.9 | 68.72 | 0.9 | 68.68 | 0.9 | 68.64 | 0.9
BERESFIELD | 88.97 | 0.95 | 90.83 | 0.95 | 90.63 | 0.95 | 91.53 | 0.95 | 89.97 | 0.95 | 72.03 | 0.99 | 70.42 | 0.99 | 72.16 | 0.99 | 72.34 | 0.99 | 73.52 | 0.99
BUNNERONG NORTH | 218.25 | 0.8 | 220.6 | 0.8 | 223.02 | 0.8 | 226.36 | 0.8 | 230.34 | 0.8 | 192.68 | 0.8 | 205.62 | 0.8 | 208.53 | 0.8 | 211.69 | 0.8 | 215.37 | 0.8
CANTERBURY | 161.75 | 1 | 164.3 | 1 | 164.12 | 1 | 164.83 | 1 | 167.09 | 1 | 128.45 | 1 | 158.33 | 1 | 160.79 | 1 | 160.65 | 1 | 161.14 | 1
ERARING | 17.14 | 0.98 | 17.24 | 0.98 | 17.34 | 0.98 | 18.11 | 0.98 | 18.32 | 0.98 | 16.63 | 0.99 | 16.75 | 0.99 | 16.81 | 0.99 | 16.76 | 0.99 | 17.4 | 0.99
GOSFORD | 23 | 0.99 | 23.43 | 0.99 | 23.9 | 0.99 | 24.36 | 0.99 | 24.39 | 0.99 | 19.32 | 0.99 | 19.02 | 0.99 | 19.25 | 0.99 | 19.57 | 0.99 | 19.9 | 0.99
HOMEBUSH | 70.53 | 1 | 71.18 | 1 | 71.03 | 1 | 70.28 | 1 | 70.41 | 1 | 60.14 | 1 | 72.25 | 1 | 72.99 | 1 | 73.08 | 1 | 72.64 | 1
KOORAGANG | 77.88 | 0.97 | 77.47 | 0.97 | 77.37 | 0.97 | 77.44 | 0.97 | 77.41 | 0.97 | 76.55 | 0.99 | 77.71 | 0.99 | 77.49 | 0.99 | 77.56 | 0.99 | 77.77 | 0.99
KURINGAI | 151.16 | 0.87 | 154.78 | 0.87 | 154.4 | 0.87 | 155.33 | 0.87 | 156.63 | 0.87 | 147.4 | 0.87 | 146.75 | 0.87 | 149.89 | 0.87 | 149.4 | 0.87 | 150.55 | 0.87
KURRI | 118.43 | 0.96 | 122.61 | 0.96 | 123.69 | 0.96 | 124.61 | 0.96 | 125.75 | 0.96 | 95.97 | 0.99 | 96.59 | 0.99 | 100 | 0.99 | 101.18 | 0.99 | 102.07 | 0.99
MACQUARIE | 47.44 | 0.99 | 59.15 | 0.99 | 68.43 | 0.99 | 138.94 | 0.99 | 198.03 | 0.99 | 29.94 | 0.99 | 39.88 | 0.99 | 49 | 0.99 | 56.25 | 0.99 | 111.23 | 0.99
MEREWETHER | 187.9 | 0.9 | 190.69 | 0.9 | 189.22 | 0.9 | 191.97 | 0.9 | 192.22 | 0.9 | 150.43 | 0.9 | 150.82 | 0.9 | 153.75 | 0.9 | 153.59 | 0.9 | 156.52 | 0.9
MITCHELL LINE | 82.68 | 0.97 | 83.5 | 0.97 | 69.54 | 0.97 | 71.92 | 0.97 | 72.34 | 0.97 | 75.78 | 0.97 | 76.42 | 0.97 | 76.91 | 0.97 | 48.16 | 0.97 | 49.75 | 0.97
MUNMORAH | 22.76 | 0.97 | 23.2 | 0.97 | 22.96 | 0.97 | 22.75 | 0.97 | 23.13 | 0.97 | 27.4 | 0.98 | 27.17 | 0.98 | 27.75 | 0.98 | 27.6 | 0.98 | 27.48 | 0.98
MUSWELLBROOK | 17.69 | 0.98 | 17.95 | 0.98 | 18.38 | 0.98 | 18.33 | 0.98 | 18.47 | 0.98 | 16.23 | 0.99 | 16.54 | 0.99 | 16.77 | 0.99 | 17.08 | 0.99 | 17.32 | 0.99
OURIMBAH | 22.28 | 0.93 | 22.55 | 0.93 | 22.45 | 0.93 | 22.58 | 0.93 | 25.9 | 0.93 | 21.44 | 0.97 | 21.71 | 0.97 | 22.1 | 0.97 | 22.23 | 0.97 | 22.39 | 0.97
PEAKHURST | 113.74 | 1 | 117.27 | 1 | 116.88 | 1 | 116.86 | 1 | 116.8 | 1 | 100.37 | 1 | 99.43 | 1 | 102.64 | 1 | 102.53 | 1 | 102.41 | 1
PORT HACKING | 86.83 | 0.99 | 88.16 | 0.99 | 86.86 | 0.99 | 87.07 | 0.99 | 86.45 | 0.99 | 72.22 | 0.99 | 72.05 | 0.99 | 73.75 | 0.99 | 73.45 | 0.99 | 74.4 | 0.99
PYRMONT | 103.29 | 0.9 | 104.11 | 0.9 | 106.62 | 0.9 | 110.66 | 0.9 | 111.32 | 0.9 | 62.3 | 0.9 | 85.73 | 0.9 | 86.42 | 0.9 | 88.85 | 0.9 | 92.74 | 0.9
ROZELLE | 39.96 | 0.97 | 39.95 | 0.97 | 15.36 | 0.97 | 15.37 | 0.97 | 15.36 | 0.97 | 8.9 | 0.94 | 37.95 | 0.94 | 37.93 | 0.94 | 18.12 | 0.94 | 18.14 | 0.94
SINGLETON | 140.1 | 0.94 | 140.24 | 0.94 | 139.31 | 0.94 | 139.67 | 0.94 | 140.04 | 0.94 | 142.18 | 0.9 | 144.05 | 0.9 | 144.3 | 0.9 | 145.03 | 0.9 | 145.22 | 0.9
SURRY HILLS | 179.3 | 0.99 | 197.09 | 0.99 | 197.04 | 0.99 | 197.67 | 0.99 | 198.15 | 0.99 | 123.61 | 0.9 | 160.5 | 0.9 | 177.47 | 0.9 | 179.3 | 0.9 | 180.79 | 0.9
SYDNEY EAST | 91.1 | 0.81 | 92.6 | 0.81 | 91.76 | 0.81 | 90.81 | 0.81 | 90 | 0.81 | 86.86 | 0.91 | 87.75 | 0.91 | 89.81 | 0.91 | 89.41 | 0.91 | 88.84 | 0.91
TOMAGO | 124.87 | 0.98 | 128.17 | 0.98 | 130.28 | 0.98 | 127.67 | 0.98 | 130.94 | 0.98 | 102.09 | 0.99 | 101.55 | 0.99 | 104.16 | 0.99 | 106.41 | 0.99 | 103.42 | 0.99
WARRINGAH | 159.84 | 1 | 161.48 | 1 | 161.52 | 1 | 161.28 | 1 | 163.14 | 1 | 168.76 | 1 | 167.6 | 1 | 170.1 | 1 | 171.2 | 1 | 171.2 | 1
WILLOUGHBY | 156.2 | 0.97 | 189.66 | 0.97 | 200.87 | 0.96 | 211.63 | 0.96 | 222.21 | 0.96 | 117.71 | 0.97 | 149.11 | 0.97 | 176.03 | 0.97 | 185.51 | 0.97 | 194.56 | 0.97
GOSFORD | 128.37 | 0.99 | 130.82 | 0.99 | 130.94 | 0.99 | 130.6 | 0.99 | 133.07 | 0.99 | 126.1 | 1 | 124.13 | 1 | 126.6 | 1 | 126.93 | 1 | 126.49 | 1
OURIMBAH | 40.36 | 0.99 | 40.69 | 0.99 | 40.41 | 0.99 | 42.33 | 0.99 | 42.25 | 0.99 | 41.41 | 1 | 41.06 | 1 | 41.55 | 1 | 41.48 | 1 | 43.18 | 1
WARATAH | 9.13 | 0.88 | 9.11 | 0.88 | 9.11 | 0.88 | 9.13 | 0.88 | 9.13 | 0.88 | 7.92 | 0.88 | 8.05 | 0.88 | 8.03 | 0.88 | 8.05 | 0.88 | 8.08 | 0.88
MORISSET | 13.78 | 0.91 | 13.74 | 0.91 | 13.75 | 0.91 | 13.78 | 0.91 | 13.79 | 0.91 | 15.68 | 0.83 | 15.93 | 0.83 | 15.89 | 0.83 | 15.9 | 0.83 | 15.94 | 0.83